## TMDL-NPDES WLA (11-19-2025)
TMDL | Segment/ Lake Name | TMDL Segment/ Lake ID | NPDES Facility Name | Outfall Number | NPDES Facility ID | Parameter | Conc. | Unit | Conc. Note | Flow (MGD) | Flow Note | WLA | Unit | TMDL Note
Ashland- New Reservoir | Ashland- New Reservoir | SDZO | Ashland STP | 001 | IL0027529 | Manganese | 0.15 | mg/L | WQ Standard | 0.15 | DAF | 0.19 | lbs./d
Bloomington | Lake Bloomington | RDO | East Bay Camp and Retreat | 001 | IL0025666 | Nitrogen, Total | 15 | mg/L | TMDL Recommendation | 0.03 | DAF | 3.8 | lbs./d | Sampling is recommended
Bloomington | Lake Bloomington | RDO | East Bay Camp and Retreat | 001 | IL0025666 | Phosphorus, Total | 3.5 | mg/L | TMDL Recommendation | 0.03 | DAF | 0.9 | lbs./d | Sampling is recommended
Bonpas Creek | Bonpas Creek | IL_BC-02 | Village of Belmont WWTP | 001 | ILG580206 | Fecal Coliform | 200 | cfu/100 ml | WQ Standards | 0.065 | DAF | 490000000 | cfu/day | Exemption. WLA calculated at downstream end of exempted reach or end of effluent pipe.
Bonpas Creek | Bonpas Creek | IL_BC-02 | Village of Browns STP | 001 | IL0071111 | Fecal Coliform | 200 | cfu/100 ml | WQ Standards | 0.05 | DAF | 380000000 | cfu/day | Exemption. WLA calculated at downstream end of exempted reach or end of effluent pipe.
Bonpas Creek | Bonpas Creek | IL_BC-02 | Village of West Salem-South WWTP | 001 | ILG580164 | Fecal Coliform | 200 | cfu/100 ml | WQ Standards | 0.0425 | DAF | 320000000 | cfu/day | Exemption. WLA calculated at downstream end of exempted reach or end of effluent pipe.
Cahokia Canal | Harding Ditch | JMAC-02 | Caseyville Township West STP | 001 | IL0023043 | Fecal Coliform | 400 | cfu/100 ml |  | 0.786 | DAF | 11744 | mil. col./ d
Cahokia Canal | Canteen Creek | JNA-01 | Caseyville, Township of | Various (MS4 Discharge) | ILR400316 | Manganese |  |  |  |  | Med-high flows only | 32- 647 | lbs./d | approx 25% of shed
Cahokia Canal | Canteen Creek | JNA-01 | Collinsville, City of | Various (MS4 Discharge) | ILR400316 | Manganese |  |  |  |  | Med-high flows only | 67- 1349 | lbs./d | approx 12% of shed
Cahokia Creek/Holiday Shores Lake | Cahokia Creek | JQ-05 | Holiday Shores SD | 001 | ILG580193 | Fecal Coliform | 200 | cfu/100 ml | WQ standard | 0.25 | DAF | 1893 | mil. col./ d | Exemption. WLA calculated at downstream end of exempted reach or end of effluent pipe.
Cahokia Creek/Holiday Shores Lake | Tower Lake | RJO | SIUE Pool | 001 | IL0075841 | Phosphorus, Total | 0.05 | mg/L | WQ standard | 0.045 |  | 0.02 | lbs./d | Current discharge is NA
Cahokia Creek/Holiday Shores Lake | Tower Lake | RJO | SIUE Treatment Plant | 001 | IL0046761 | Phosphorus, Total | 0.45 | mg/L | Currently has 1 mg/L TP in permit | 0.6 | DAF | 2.2 | lbs./d | Current discharge is 1.9 lbs./d
Cahokia Creek/Holiday Shores Lake | Ginseng Creek | JQ-05 | Stauton WWTP | 001 | IL0031232 | Fecal Coliform | 200 | cfu/100 ml | WQ standard | 0.91 | DAF | 6891 | mil. col./ d | Exemption. WLA calculated at downstream end of exempted reach or end of effluent pipe.
Cahokia Creek/Holiday Shores Lake | Cahokia Creek | JQ-05 | Wilsonville STP | 001 | ILG580172 | Fecal Coliform | 200 | cfu/100 ml | WQ standard | 0.09 | DAF | 681 | mil. col./ d | Exemption. WLA calculated at downstream end of exempted reach or end of effluent pipe.
Cahokia Creek/Holiday Shores Lake | Cahokia Creek | JQ-05 | Worden STP | 001 | ILG580015 | Fecal Coliform | 200 | cfu/100 ml | WQ standard | 0.125 | DAF | 947 | mil. col./ d | Exemption. WLA calculated at downstream end of exempted reach or end of effluent pipe.
Cedar Creek and Lake | Cedar Creek | NA-01 | Alto Pass WTP | 001 | IL0000914 | Fecal Coliform | [5 empty] | 85 | mil. col./ d | No WLA is recommended since they don't discharge fecal, but it was given
Cedar Creek and Lake | Big Muddy River | N-99 | Murphysboro STP | 001 | IL0023248 | Ammonia, Total |  |  | No limit | 1.27 | DAF | 3 | lbs./d | No reductions
Cedar Creek and Lake | Big Muddy River | N-99 | Murphysboro STP | 001 | IL0023248 | CBOD | 20 | mg/L | Effluent Limit | 1.27 | DAF | 144 | lbs./d | No reductions
Cedar Creek and Lake | Big Muddy River | N-99 | Murphysboro STP | 001 | IL0023248 | Nitrogen, Organic |  |  | No limit | 1.27 | DAF | 3 | lbs./d | No reductions
Cedar Creek and Lake | Cedar Creek | NA-01 | Union Jackson Farm Labors Assn | 001 | IL0047767 | Fecal Coliform | 200 | cfu/100 ml | WQ standard | 0.0122 | DAF | 92 | mil. col./ d | Exemption
Crab Orchard | Crab Orchard Creek | ND-01 | Beazer East Inc-Carbondale | 001 | IL0000400 | CBOD |  |  |  | 0.153 |  | 2.38 | lbs./d
Crab Orchard | Crab Orchard Creek | ND-01 | Beazer East Inc-Carbondale | 001, 002, 003, 005 | IL0000400 | Fecal Coliform | 200 | cfu/100 ml | WQ standard | 0.153 |  | 1158.21 | mil. col./ d | Exemption
Crab Orchard | Crab Orchard Creek | ND-01 | Bush MHP STP #2- Carbondale | 001 | IL0046060 | Ammonia, Total |  |  |  | 0.01 |  | 0.07 | lbs./d | Terminated
Crab Orchard | Crab Orchard Creek | ND-01 | Bush MHP STP #2- Carbondale | 001 | IL0046060 | CBOD |  |  |  | 0.01 |  | 0.36 | lbs./d | Terminated
Crab Orchard | Crab Orchard Creek | ND-01 | Bush MHP STP #2- Carbondale | 001 | IL0046060 | Fecal Coliform | 200 | cfu/100 ml | WQ standard | 0.01 |  | 75.7 | mil. col./ d | Exemption, Terminated. WLA calculated at downstream end of exempted reach or end of effluent pipe.
Crab Orchard | Crab Orchard Creek | ND-01 | Chateau Apartments | 001 | ILG551058 | CBOD |  |  |  | 0.026 |  | 0.67 | lbs./d
Crab Orchard | Crab Orchard Creek | ND-01 | Chateau Apartments | 001 | ILG551058 | Fecal Coliform | 200 | cfu/100 ml | WQ standard | 0.026 |  | 196.82 | mil. col./ d | Exemption. WLA calculated at downstream end of exempted reach or end of effluent pipe.
Crab Orchard | Crab Orchard Creek | ND-01 | Corner One Stop- Carbondale | 001 | ILG551016 | Ammonia, Total |  |  |  | 0.01 |  | 0.07 | lbs./d
Crab Orchard | Crab Orchard Creek | ND-01 | Corner One Stop- Carbondale | 001 | ILG551016 | CBOD |  |  |  | 0.01 |  | 0.71 | lbs./d
Crab Orchard | Crab Orchard Creek | ND-01 | Corner One Stop- Carbondale | 001 | ILG551016 | Fecal Coliform | 200 | cfu/100 ml | WQ standard | 0.01 |  | 75.7 | mil. col./ d | Exemption. WLA calculated at downstream end of exempted reach or end of effluent pipe.
Crab Orchard | Crab Orchard Lake | RNA | Crab Orchard Estates- Hughes | 001 | IL0053830 | Phosphorus, Total | 3.5 | mg/L | TMDL Recommendation | 0.003 |  | 0.06 | lbs./d | Estimate
Crab Orchard | Crab Orchard Creek | ND-04 | Crab Orchard Grade Hs | 001 | IL0037311 | Ammonia, Total |  |  |  | 0.009 |  | 0.26 | lbs./d
Crab Orchard | Crab Orchard Creek | ND-04 | Crab Orchard Grade Hs | 001 | IL0037311 | CBOD |  |  |  | 0.009 |  | 0.26 | lbs./d
Crab Orchard | Crab Orchard Creek | ND-04 | Freeman United Coal Mining | 001, 01A | IL0004685 | Manganese | [5 empty] | 0.35 | lbs./d
Crab Orchard | Crab Orchard Creek | ND-04 | Freeman United Coal Mining | 001, 01A | IL0004685 | Sulfates, Total | 500 | mg/L | Limit |  |  | 520 | lbs./d | Limit
Crab Orchard | Crab Orchard Creek | ND-01 | Frost Mobile Home Park | 001 | IL0047635 | CBOD |  |  |  | 0.013 |  | 0.5 | lbs./d
Crab Orchard | Crab Orchard Creek | ND-01 | Frost Mobile Home Park | 001 | IL0047635 | Fecal Coliform | 200 | cfu/100 ml | WQ standard | 0.013 |  | 98.41 | mil. col./ d | Exemption. WLA calculated at downstream end of exempted reach or end of effluent pipe.
Crab Orchard | Crab Orchard Creek | ND-01 | Giant City School | 001 | IL0025844 | Ammonia, Total |  |  |  | 0.005 |  | 0.06 | lbs./d
Crab Orchard | Crab Orchard Creek | ND-01 | Giant City School | 001 | IL0025844 | CBOD |  |  |  | 0.005 |  | 0.1 | lbs./d
Crab Orchard | Crab Orchard Creek | ND-01 | Giant City School | 001 | IL0025844 | Fecal Coliform | 200 | cfu/100 ml | WQ standard | 0.005 |  | 37.85 | mil. col./ d | Exemption. WLA calculated at downstream end of exempted reach or end of effluent pipe.
Crab Orchard | Crab Orchard Creek | ND-01 | IL DOC- Giant City State Park | 001 | IL0049531 | Ammonia, Total |  |  |  | 0.015 |  | 0.25 | lbs./d
Crab Orchard | Crab Orchard Creek | ND-01 | IL DOC- Giant City State Park | 001 | IL0049531 | CBOD |  |  |  | 0.015 |  | 0.001 | lbs./d
Crab Orchard | Crab Orchard Creek | ND-01 | IL DOC- Giant City State Park | 001 | IL0049531 | Fecal Coliform | 200 | cfu/100 ml | WQ standard | 0.015 |  | 113.55 | mil. col./ d | Exemption. WLA calculated at downstream end of exempted reach or end of effluent pipe.
Crab Orchard | Crab Orchard Creek | ND-04 | Illinois LLC- Classic Mine | 001, 002, 003, 004 | IL0060372 | Manganese | [5 empty] | 0.09 | lbs./d
Crab Orchard | Crab Orchard Creek | ND-04 | Illinois LLC- Classic Mine | 001, 002, 003, 004 | IL0060372 | Sulfate, Total | [5 empty] | 309 | lbs./d
Crab Orchard | Crab Orchard Creek | ND-01 | Lenore Basin Corp-Union Hills | 001 | ILG551037 | CBOD |  |  |  | 0.006 |  | 0.24 | lbs./d
Crab Orchard | Crab Orchard Creek | ND-01 | Lenore Basin Corp-Union Hills | 001 | ILG551037 | Fecal Coliform | 200 | cfu/100 ml | WQ standard | 0.006 |  | 45.42 | mil. col./ d | Exemption. WLA calculated at downstream end of exempted reach or end of effluent pipe.
Crab Orchard | Crab Orchard Creek | ND-01 | Lilac Basin Corp.-Union Hill | 001 | IL0046221 | Ammonia, Total |  |  |  | 0.009 |  | 0.27 | lbs./d
Crab Orchard | Crab Orchard Creek | ND-01 | Lilac Basin Corp.-Union Hill | 001 | IL0046221 | CBOD |  |  |  | 0.009 |  | 0.21 | lbs./d
Crab Orchard | Crab Orchard Creek | ND-01 | Lilac Basin Corp.-Union Hill | 001 | IL0046221 | Fecal Coliform | 200 | cfu/100 ml | WQ standard | 0.009 |  | 68.13 | mil. col./ d | Exemption. WLA calculated at downstream end of exempted reach or end of effluent pipe.
Crab Orchard | Crab Orchard Creek | ND-01 | M&M Rentals MHP | 001 | ILG551017 | CBOD |  |  |  | 0.003 |  |  | lbs./d
Crab Orchard | Crab Orchard Creek | ND-01 | M&M Rentals MHP | 001 | ILG551017 | Fecal Coliform | 400 | cfu/100 ml | Limit | 0.003 |  | 22.71 | mil. col./ d | Exemption. WLA calculated at downstream end of exempted reach or end of effluent pipe.
Crab Orchard | Crab Orchard Creek | ND-04 | Marion Southeast STP | 001 | IL0029734 | Ammonia, Total |  |  |  | 7.67 |  | 16.47 | lbs./d
Crab Orchard | Crab Orchard Creek | ND-04 | Marion Southeast STP | 001 | IL0029734 | CBOD |  |  |  | 7.67 |  | 126.59 | lbs./d
Crab Orchard | Crab Orchard Creek | ND-04 | Marion Southeast STP | 001 | IL0029734 | Manganese |  |  |  | 4.95 | DAF | 2.31 | lbs./d | actually says 2 lbs./d
Crab Orchard | Crab Orchard Lake | RNA | Marion Southeast STP | 001 | IL0029734 | Phosphorus, Total | 0.45 | mg/L | Reported Conc. | 7.673 |  | 18.58 | lbs./d | Reported Conc.
Crab Orchard | Crab Orchard Lake | RNA | Marion WTP | 001 | ILG640158 | Phosphorus, Total | 3.5 | mg/L | TMDL Recommendation | 0.295 |  | 5056 | lbs./d | Estimate
Crab Orchard | Crab Orchard Creek | ND-01 | Meadowbrook Estates MHP | 001 | IL0038423 | Ammonia, Total |  |  |  | 0.012 |  | 0.15 | lbs./d
Crab Orchard | Crab Orchard Creek | ND-01 | Meadowbrook Estates MHP | 001 | IL0038423 | CBOD |  |  |  | 0.012 |  | 0.47 | lbs./d
Crab Orchard | Crab Orchard Creek | ND-01 | Meadowbrook Estates MHP | 001 | IL0038423 | Fecal Coliform | 200 | cfu/100 ml | WQ standard | 0.012 |  | 90.84 | mil. col./ d | Exemption. WLA calculated at downstream end of exempted reach or end of effluent pipe.
Crab Orchard | Crab Orchard Creek | ND-01 | Pleasant Hill MHP | 001 | ILG551059 | CBOD |  |  |  | 0.031 |  | 0.99 | lbs./d
Crab Orchard | Crab Orchard Creek | ND-01 | Pleasant Hill MHP | 001 | ILG551059 | Fecal Coliform | 200 | cfu/100 ml | WQ standard | 0.031 |  | 234.67 | mil. col./ d | Exemption. WLA calculated at downstream end of exempted reach or end of effluent pipe.
Crab Orchard | Crab Orchard Creek | ND-01 | Pleasant Valley MHP | 001 | IL0047601 | CBOD |  |  |  | 0.054 |  | 0.93 | lbs./d
Crab Orchard | Crab Orchard Creek | ND-01 | Pleasant Valley MHP | 001 | IL0047601 | Fecal Coliform | 200 | cfu/100 ml | WQ standard | 0.054 |  | 408.78 | mil. col./ d | Exemption. WLA calculated at downstream end of exempted reach or end of effluent pipe.
Crab Orchard | Crab Orchard Creek | ND-01 | Reed Station MHP | 001 | ILG551008 | CBOD |  |  |  | 0.032 |  |  | lbs./d
Crab Orchard | Crab Orchard Creek | ND-01 | Reed Station MHP | 001 | ILG551008 | Fecal Coliform | 200 | cfu/100 ml | WQ standard | 0.032 |  | 242.24 | mil. col./ d | Exemption. WLA calculated at downstream end of exempted reach or end of effluent pipe.
Crab Orchard | Crab Orchard Creek | ND-01 | S.I. Properties LLC | 001 | ILG551066 | CBOD |  |  |  | 0.06 |  | 2.34 | lbs./d
Crab Orchard | Crab Orchard Creek | ND-01 | S.I. Properties LLC | 001 | ILG551066 | Fecal Coliform | 200 | cfu/100 ml | WQ standard | 0.06 |  | 454.2 | mil. col./ d | Exemption. WLA calculated at downstream end of exempted reach or end of effluent pipe.
Crab Orchard | Crab Orchard Lake | RNA | SI Bowling and Rec Center | 001 | IL0054101 | Phosphorus, Total | 3.5 | mg/L | TMDL Recommendation | 0.012 |  | 0.23 | lbs./d | Estimate. WLA calculated at downstream end of exempted reach or end of effluent pipe.
Crab Orchard | Crab Orchard Creek | ND-01 | SIU-Carbondale | 001 | IL0072320 | CBOD |  |  |  | 0.027 |  | 0.32 | lbs./d
Crab Orchard | Crab Orchard Creek | ND-01 | SIU-Carbondale | 001 | IL0072320 | Fecal Coliform | 200 | cfu/100 ml | WQ standard | 0.027 |  | 204.39 | mil. col./ d | Exemption
Crab Orchard | Crab Orchard Creek | ND-01 | Southern IL Univ-C Little Grassy | 001 | IL0047899 | Ammonia, Total |  |  |  | 0.058 |  | 0.62 | lbs./d
Crab Orchard | Crab Orchard Creek | ND-01 | Southern IL Univ-C Little Grassy | 001 | IL0047899 | CBOD |  |  |  | 0.058 |  | 0.98 | lbs./d
Crab Orchard | Crab Orchard Creek | ND-01 | Southern IL Univ-C Little Grassy | 001 | IL0047899 | Fecal Coliform | 200 | cfu/100 ml | WQ standard | 0.058 |  | 439.06 | mil. col./ d | Exemption. WLA calculated at downstream end of exempted reach or end of effluent pipe.
Crab Orchard | Crab Orchard Creek | ND-01 | Southern Mobile Home Park | 001 | ILG551077 | CBOD |  |  |  | 0.029 |  | 2.57 | lbs./d
Crab Orchard | Crab Orchard Creek | ND-01 | Southern Mobile Home Park | 001 | ILG551077 | Fecal Coliform | 200 | cfu/100 ml | WQ standard | 0.029 |  | 219.53 | mil. col./ d | Exemption. WLA calculated at downstream end of exempted reach or end of effluent pipe.
Crab Orchard | Crab Orchard Creek | ND-01 | Tan Tara 2 Mobile Home Park | 001 | IL0049077 | Ammonia, Total |  |  |  | 0.035 |  | 1.23 | lbs./d
Crab Orchard | Crab Orchard Creek | ND-01 | Tan Tara 2 Mobile Home Park | 001 | IL0049077 | CBOD |  |  |  | 0.035 |  | 2.03 | lbs./d
Crab Orchard | Crab Orchard Creek | ND-01 | Tan Tara 2 Mobile Home Park | 001 | IL0049077 | Fecal Coliform | 400 | cfu/100 ml | Limit | 0.035 |  | 264.95 | mil. col./ d | WLA calculated at downstream end of exempted reach or end of effluent pipe.
Crab Orchard | Marion Reservoir | RNL | U.S. Penitentiary WTP | 001 | IL0074829 | Phosphorus, Total | 3.5 | mg/L | TMDL Recommendation | 0.005 |  | 0.09 | lbs./d | Estimate
Crab Orchard | Crab Orchard Creek | ND-01 | United Methodist Camp | 001 | IL0045632 | CBOD |  |  |  | 0.009 |  | 0.33 | lbs./d
Crab Orchard | Crab Orchard Creek | ND-01 | United Methodist Camp | 001 | IL0045632 | Fecal Coliform | 200 | cfu/100 ml | WQ standard | 0.009 |  | 68.13 | mil. col./ d | Exemption
Crab Orchard | Crab Orchard Creek | ND-01 | Unity Point Elm School District 140 | 001 | IL0045748 | Ammonia, Total |  |  |  | 0.029 |  | 0.25 | lbs./d
Crab Orchard | Crab Orchard Creek | ND-01 | Unity Point Elm School District 140 | 001 | IL0045748 | CBOD |  |  |  | 0.029 |  | 2.12 | lbs./d
Crab Orchard | Crab Orchard Creek | ND-01 | Unity Point Elm School District 140 | 001 | IL0045748 | Fecal Coliform | 200 | cfu/100 ml | WQ standard | 0.029 |  | 219.53 | mil. col./ d | Exemption
Crab Orchard | Crab Orchard Creek | ND-01 | University Heights MHP | 001 | IL0038415 | Ammonia, Total |  |  |  | 0.039 |  | 0.46 | lbs./d
Crab Orchard | Crab Orchard Creek | ND-01 | University Heights MHP | 001 | IL0038415 | CBOD |  |  |  | 0.039 |  | 1.24 | lbs./d
Crab Orchard | Crab Orchard Creek | ND-01 | University Heights MHP | 001 | IL0038415 | Fecal Coliform | 200 | cfu/100 ml | WQ standard | 0.039 |  | 295.23 | mil. col./ d | Exemption. WLA calculated at downstream end of exempted reach or end of effluent pipe.
Crab Orchard | Crab Orchard Lake | RNA | Verizon Communications | 001 | IL0059625 | Phosphorus, Total | 3.5 | mg/L | TMDL Recommendation | 0.006 |  | 0.11 | lbs./d | Estimate
Crab Orchard | Crab Orchard Creek | ND-01 | Wildwood Mobile Home Park | 001 | ILG55109 | Fecal Coliform | 200 | cfu/100 ml | WQ standard | 0.02 |  | 151.4 | mil. col./ d | Exemption. WLA calculated at downstream end of exempted reach or end of effluent pipe.
Crab Orchard | Crab Orchard Creek | ND-01 | Wildwood Mobile Home Park | 001 | ILG551093 | CBOD |  |  |  | 0.02 |  | 1.99 | lbs./d
Crooked Creek | Raccoon Lake | ROK | Raccoon Consolidated Schools | 001 | IL0052981 | Phosphorus, Total | 4 | mg/L | TMDL Recommendation | 0.0125 | DAF | 0.42 | lbs./d | Estimate
Des Plaines River/ Higgins Creek | Buffalo Creek Lake | IL_SGC | Alden Long Grove Rehab | 001 | IL0051934 | Total Phosphorus |  | mg/L |  | 0.015 / 0.037 |  | 0.448 | lbs/day (DAF / DMF)
Des Plaines River/ Higgins Creek | Buffalo Creek | IL_GST | Alden Long Grove Rehab. | 001 | IL0051934 | Chloride |  | mg/L |  | 0.015 / 0.037 |  |  | (DAF / DMF)
Des Plaines River/ Higgins Creek | Buffalo Creek | IL_GST | Alden Long Grove Rehab. | 001 | IL0051934 | Dissolved Oxygen |  | mg/L |  | 0.015 / 0.037 |  | 12 | lb/d (DAF / DMF) | WLA = CBOD Allocation. Rehabilitation Center does not have a permit limit for ammonia so no ammonia allocation was given.
Des Plaines River/ Higgins Creek | Buffalo Creek | IL_GST | Alden Long Grove Rehab. | 001 | IL0051934 | Fecal coliform | 200 | cfu/100 ml | WQ Standard | 0.015 / 0.037 |  | 281 / 114 / 10 | Million cfu/day (DAF / DMF) | WLA at High Flow / Moist to Low Flow Conditions / DMR Median Loading
Des Plaines River/ Higgins Creek | Higgins Creek | IL_GOA-01 | Arlington Heights | Various (MS4 Discharge) | ILR400282 | Chloride |  | mg/L |  |  |  | 71,402 / 19,731 / 17,440 | (lbs/day) | WLA at High Flows / Moist Conditions / Mid-Range Flows
Des Plaines River/ Higgins Creek | Higgins Creek | IL_GOA-01 | Arlington Heights | Various (MS4 Discharge) | ILR400282 | Fecal Coliform | 200 | cfu/100 ml | WQ Standard |  |  | 8,172 / 1,890 / 803 | (Million cfu/day) | WLA at High Flows / Moist Conditions / Mid-Range Flows
Des Plaines River/ Higgins Creek | Higgins Creek | IL_GOA-02 | Arlington Heights | Various (MS4 Discharge) | ILR400282 | Chloride |  | mg/L |  |  |  | 6,950 / 2,850 / 2,138 | (Million cfu/day) | WLA at High Flows / Moist Conditions / Mid-Range Flows
Des Plaines River/ Higgins Creek | Higgins Creek | IL_GOA-02 | Arlington Heights | Various (MS4 Discharge) | ILR400282 | Fecal Coliform | 200 | cfu/100 ml | WQ Standard |  |  | 12,530 / 5,107 / 3,822 | (Million cfu/day) | WLA at High Flows / Moist Conditions / Mid-Range Flows
Des Plaines River/ Higgins Creek | Buffalo Creek IL | IL_GST | Arlington Heights | Various (MS4 Discharge) | ILR400282 | Chloride |  | mg/L |  |  |  | 35,187 / 9,562 / 3,825 | (lbs/day) | WLA at High Flows / Moist Conditions / Mid-Range Flows
Des Plaines River/ Higgins Creek | Buffalo Creek IL | IL_GST | Arlington Heights | Various (MS4 Discharge) | ILR400282 | Dissolved Oxygen |  | mg/L |  |  |  | 12.19 / 0.51 | (lb/d) | WLA = CBOD Allocation / Total Ammonia Allocation
Des Plaines River/ Higgins Creek | Buffalo Creek IL | IL_GST | Arlington Heights | Various (MS4 Discharge) | ILR400282 | Fecal Coliform | 200 | cfu/100 ml | WQ Standard |  |  | 60,637 / 16,447 / 6,574 | (Million cfu/day) | WLA at High Flows / Moist Conditions / Mid-Range Flows
Des Plaines River/ Higgins Creek | Buffalo Creek Lake | IL_SGC | Arlington Heights | Various (MS4 Discharge) | ILR400282 | Phosphorus |  | mg/L |  |  |  | 0.357 | (lbs/day) | WLA at High Flows / Moist Conditions / Mid-Range Flows
Des Plaines River/ Higgins Creek | Buffalo Creek IL | IL_GST | Barrington | Various (MS4 Discharge) | ILR400285 | Chloride |  | mg/L |  |  |  | 10,393 / 2,824 / 1,130 | (lbs/day) | WLA at High Flows / Moist Conditions / Mid-Range Flows
Des Plaines River/ Higgins Creek | Buffalo Creek IL | IL_GST | Barrington | Various (MS4 Discharge) | ILR400285 | Dissolved Oxygen |  | mg/L |  |  |  | 0.20 / 0.01 | (lb/d) | WLA = CBOD Allocation / Total Ammonia Allocation
Des Plaines River/ Higgins Creek | Buffalo Creek IL | IL_GST | Barrington | Various (MS4 Discharge) | ILR400285 | Fecal Coliform | 200 | cfu/100 ml | WQ Standard |  |  | 17,910 / 4,858 / 1,941 | (Million cfu/day) | WLA at High Flows / Moist Conditions / Mid-Range Flows
Des Plaines River/ Higgins Creek | Buffalo Creek Lake | IL_SGC | Barrington | Various (MS4 Discharge) | ILR400285 | Phosphorus |  | mg/L |  |  |  | 0.003 | (lbs/day) | WLA at High Flows / Moist Conditions / Mid-Range Flows
Des Plaines River/ Higgins Creek | Buffalo Creek IL | IL_GST | Buffalo Grove | Various (MS4 Discharge) | ILR400303 | Chloride |  | mg/L |  |  |  | 20,050 / 5,448 / 2,179 | (lbs/day) | WLA at High Flows / Moist Conditions / Mid-Range Flows
Des Plaines River/ Higgins Creek | Buffalo Creek IL | IL_GST | Buffalo Grove | Various (MS4 Discharge) | ILR400303 | Dissolved Oxygen |  | mg/L |  |  |  | 34.66 / 1.44 | (lb/d) | WLA = CBOD Allocation / Total Ammonia Allocation
Des Plaines River/ Higgins Creek | Buffalo Creek IL | IL_GST | Buffalo Grove | Various (MS4 Discharge) | ILR400303 | Fecal Coliform | 200 | cfu/100 ml | WQ Standard |  |  | 34,551 / 9,372 / 3,746 | (Million cfu/day) | WLA at High Flows / Moist Conditions / Mid-Range Flows
Des Plaines River/ Higgins Creek | Buffalo Creek Lake | IL_SGC | Buffalo Grove | Various (MS4 Discharge) | ILR400303 | Phosphorus |  | mg/L |  |  |  | 0.075 | (lbs/day) | WLA at High Flows / Moist Conditions / Mid-Range Flows
Des Plaines River/ Higgins Creek | Buffalo Creek | IL_GST | C.M. Products, Inc. | 001 | IL0066311 | Chloride |  | mg/L |  | 0.033 / 0.066 |  |  | (DAF / DMF) | Permit terminated in 2012.
Des Plaines River/ Higgins Creek | Buffalo Creek | IL_GST | C.M. Products, Inc. | 001 | IL0066311 | Dissolved Oxygen |  | mg/L |  | 0.033 / 0.066 |  |  | (DAF / DMF) | Permit terminated in 2012.
Des Plaines River/ Higgins Creek | Buffalo Creek | IL_GST | C.M. Products, Inc. | 001 | IL0066311 | Fecal coliform | 200 | cfu/100 ml | WQ Standard | 0.033 / 0.066 |  |  | (DAF / DMF) | Permit terminated in 2012.
Des Plaines River/ Higgins Creek | Buffalo Creek | IL_GST | Camp Reinberg STP | 001 | IL0048542 | Chloride |  | mg/L |  | 0.004 / 0.01 |  |  | (DAF / DMF) | Permit terminated in 2015.
Des Plaines River/ Higgins Creek | Buffalo Creek | IL_GST | Camp Reinberg STP | 001 | IL0048542 | Dissolved Oxygen |  | mg/L |  | 0.004 / 0.01 |  | 1.7 / 1.2 | lb/d (DAF / DMF) | WLA = CBOD Allocation / Total Ammonia Allocation. Permit terminated in 2015.
Des Plaines River/ Higgins Creek | Buffalo Creek | IL_GST | Camp Reinberg STP | 001 | IL0048542 | Fecal coliform | 200 | cfu/100 ml | WQ Standard | 0.004 / 0.01 |  | 75 / 30 / (N/A) | Million cfu/day (DAF/DMF) | WLA at High Flow / Moist to Low Flow Conditions / DMR Median Loading. Permit terminated in 2015.
Des Plaines River/ Higgins Creek | Buffalo Creek Lake | IL_SGC | Camp Reinberg STP | 001 | IL0048542 | Total Phosphorus |  | mg/L |  | 0.004 / 0.01 |  | 0.117 | lbs/day (DAF / DMF) | Permit terminated in 2015.
Des Plaines River/ Higgins Creek | Higgins Creek | IL_GOA-01 | Chicago | Various (MS4 Discharge) | ILR400173 | Chloride |  | mg/L |  |  |  | 3,866 / 1,069 / 944 | (lbs/day) | WLA at High Flows / Moist Conditions / Mid-Range Flows
Des Plaines River/ Higgins Creek | Higgins Creek | IL_GOA-01 | Chicago | Various (MS4 Discharge) | ILR400173 | Fecal Coliform | 200 | cfu/100 ml | WQ Standard |  |  | 442 / 102 / 43 | (Million cfu/day) | WLA at High Flows / Moist Conditions / Mid-Range Flows
Des Plaines River/ Higgins Creek | Higgins Cr. | IL_GOA-02 | CITGO Petroleum Corp. | 001, A01, 002, A02 | IL0025461 | Chloride |  | mg/L |  | 0.185 |  |  | DAF
Des Plaines River/ Higgins Creek | Higgins Cr. | IL_GOA-02 | CITGO Petroleum Corp. | '001, A01, 002, A02 | IL0025461 | Dissolved Oxygen |  | mg/L |  | 0.185 |  |  | DAF
Des Plaines River/ Higgins Creek | Higgins Cr. | IL_GOA-02 | CITGO Petroleum Corp. | '001, A01, 002, A02 | IL0025461 | Fecal Coliform | 200 | cfu/100 ml | WQ Standard | 0.185 |  |  | DAF
Des Plaines River/ Higgins Creek | Buffalo Creek IL | IL_GST | Deer Park | Various (MS4 Discharge) | ILR400323 | Chloride |  | mg/L |  |  |  | 7,864 / 2,137 / 855 | (lbs/day) | WLA at High Flows / Moist Conditions / Mid-Range Flows
Des Plaines River/ Higgins Creek | Buffalo Creek IL | IL_GST | Deer Park | Various (MS4 Discharge) | ILR400323 | Dissolved Oxygen |  | mg/L |  |  |  | 25.55 / 1.06 | (lb/d) | WLA = CBOD Allocation / Total Ammonia Allocation
Des Plaines River/ Higgins Creek | Buffalo Creek IL | IL_GST | Deer Park | Various (MS4 Discharge) | ILR400323 | Fecal Coliform | 200 | cfu/100 ml | WQ Standard |  |  | 13,551 / 3,675 / 1,469 | (Million cfu/day) | WLA at High Flows / Moist Conditions / Mid-Range Flows
Des Plaines River/ Higgins Creek | Buffalo Creek Lake | IL_SGC | Deer Park | Various (MS4 Discharge) | ILR400359 | Phosphorus |  | mg/L |  |  |  | 0.745 | (lbs/day) | WLA at High Flows / Moist Conditions / Mid-Range Flows
Des Plaines River/ Higgins Creek | Higgins Creek | IL_GOA-01 | Des Plaines | Various (MS4 Discharge) | ILR400325 | Chloride |  | mg/L |  |  |  | 132,461 / 36,602 / 32,353 | (lbs/day) | WLA at High Flows / Moist Conditions / Mid-Range Flows
Des Plaines River/ Higgins Creek | Higgins Creek | IL_GOA-01 | Des Plaines | Various (MS4 Discharge) | ILR400325 | Fecal Coliform | 200 | cfu/100 ml | WQ Standard |  |  | 15160 / 3,507 / 1,489 | (Million cfu/day) | WLA at High Flows / Moist Conditions / Mid-Range Flows
Des Plaines River/ Higgins Creek | Higgins Creek | IL_GOA-02 | Des Plaines | Various (MS4 Discharge) | ILR400325 | Chloride |  | mg/L |  |  |  | 1,018 / 418 / 313 | (Million cfu/day) | WLA at High Flows / Moist Conditions / Mid-Range Flows
Des Plaines River/ Higgins Creek | Higgins Creek | IL_GOA-02 | Des Plaines | Various (MS4 Discharge) | ILR400325 | Fecal Coliform | 200 | cfu/100 ml | WQ Standard |  |  | 1,835 / 748 / 560 | (Million cfu/day) | WLA at High Flows / Moist Conditions / Mid-Range Flows
Des Plaines River/ Higgins Creek | Big Bend Lake | IL_RGL | Des Plaines | Various (MS4 Discharge) | ILR400325 | Phosphorus |  | mg/L |  |  |  | 0.015 | (lbs/day) | WLA at High Flows / Moist Conditions / Mid-Range Flows
Des Plaines River/ Higgins Creek | Higgins Cr. | IL_GOA-01 | Des Plaines MHP | 001 | IL0054160 | Chloride |  | mg/L |  | 0.069 / 0.177 |  |  | (DAF / DMF)
Des Plaines River/ Higgins Creek | Higgins Cr. | IL_GOA-01 | Des Plaines MHP | 001 | IL0054160 | Fecal Coliform | 200 | cfu/100 ml | WQ Standard | 0.069 / 0.177 |  | 1,340 / 522 / 0 | Million cfu/day (DAF / DMF)
Des Plaines River/ Higgins Creek | Higgins Cr. | IL_GOA-01 | Des Plaines MHP | 001 | IL0054160 | pH | 6.5 – 9.0 | s.u. |  | 0.069 / 0.177 |  |  | (DAF / DMF)
Des Plaines River/ Higgins Creek | Big Bend Lake | IL_RGL | Des Plaines River |  |  | Total Phosphorus | 0.05 | mg/L |  | N/A |  | 1.376 | lbs/day | The Des Plaines River occasionally floods into both Big Bend Lake and Half Day Pit. However, LAs were given to the Des Plaines River as a whole as this TMDL only focused on Big Bend Lake, not on the main stem of the Des Plaines River.
Des Plaines River/ Higgins Creek | Half Day Pit Lake | IL_UGB | Des Plaines River |  |  | Dissolved Oxygen |  | mg/L |  | N/A |  | 0.34 | (lbs/day)
Des Plaines River/ Higgins Creek | Higgins Creek | IL_GOA-01 | Elk Grove | Various (MS4 Discharge) | ILR400334 | Chloride |  | mg/L |  |  |  | 284,461 / 78,633 / 69,504 | (lbs/day) | WLA at High Flows / Moist Conditions / Mid-Range Flows
Des Plaines River/ Higgins Creek | Higgins Creek | IL_GOA-01 | Elk Grove | Various (MS4 Discharge) | ILR400334 | Fecal Coliform | 200 | cfu/100 ml | WQ Standard |  |  | 32,567 / 7,534 / 3,199 | (Million cfu/day) | WLA at High Flows / Moist Conditions / Mid-Range Flows
Des Plaines River/ Higgins Creek | Higgins Creek | IL_GOA-02 | Elk Grove | Various (MS4 Discharge) | ILR400334 | Chloride |  | mg/L |  |  |  | 25,207 / 10,340 / 7,755 | (Million cfu/day) | WLA at High Flows / Moist Conditions / Mid-Range Flows
Des Plaines River/ Higgins Creek | Higgins Creek | IL_GOA-02 | Elk Grove | Various (MS4 Discharge) | ILR400334 | Fecal Coliform | 200 | cfu/100 ml | WQ Standard |  |  | 45,540 / 18,564 / 13,892 | (Million cfu/day) | WLA at High Flows / Moist Conditions / Mid-Range Flows
Des Plaines River/ Higgins Creek | Higgins Cr. | IL_GOA-02 | Exxon Mobil Corp. | 003, 008 | IL0066362 | Chloride |  | mg/L |  | N/A |  |  |  | N/A - Stormwater (Intermittent Discharge)
Des Plaines River/ Higgins Creek | Higgins Cr. | IL_GOA-02 | Exxon Mobil Corp. | 003, 008 | IL0066362 | Dissolved Oxygen |  | mg/L |  | N/A |  |  |  | N/A - Stormwater (Intermittent Discharge)
Des Plaines River/ Higgins Creek | Higgins Cr. | IL_GOA-02 | Exxon Mobil Corp. | 003, 008 | IL0066362 | Fecal Coliform | 200 | cfu/100 ml | WQ Standard | N/A |  |  |  | N/A - Stormwater (Intermittent Discharge)
Des Plaines River/ Higgins Creek | Glenview | IL_RGE | Glenview | Various (MS4 Discharge) | ILR400343 | Phosphorus |  | mg/L |  |  |  | 0.117 | (lbs/day) | WLA at High Flows / Moist Conditions / Mid-Range Flows
Des Plaines River/ Higgins Creek | Big Bend Lake | IL_RGL | Glenview | Various (MS4 Discharge) | ILR400343 | Phosphorus |  | mg/L |  |  |  | 0.009 | (lbs/day) | WLA at High Flows / Moist Conditions / Mid-Range Flows
Des Plaines River/ Higgins Creek | Countryside Lake | IL_RGQ | Hawthorn Woods | Various (MS4 Discharge) | ILR400209 | Phosphorus |  | mg/L |  |  |  | 0.261 | (lbs/day) | WLA at High Flows / Moist Conditions / Mid-Range Flows
Des Plaines River/ Higgins Creek | Sylvan Lake | IL_RGZF | Hawthorn Woods | Various (MS4 Discharge) | ILR400209 | Fecal Coliform | 200 | cfu/100 ml | WQ Standard |  |  | 187415 | (Million cfu/day) | WLA at High Flows / Moist Conditions / Mid-Range Flows
Des Plaines River/ Higgins Creek | Sylvan Lake | IL_RGZF | Hawthorn Woods | Various (MS4 Discharge) | ILR400209 | Phosphorus |  | mg/L |  |  |  | 0.172 | lbs/day | WLA at High Flows / Moist Conditions / Mid-Range Flows
Des Plaines River/ Higgins Creek | Forest Lake | IL_RGZG | Hawthorn Woods | Various (MS4 Discharge) | ILR400209 | Phosphorus |  | mg/L |  |  |  | 0.189 | (lbs/day) | WLA at High Flows / Moist Conditions / Mid-Range Flows
Des Plaines River/ Higgins Creek | Bresen Lake | IL_UGN | Hawthorn Woods | Various (MS4 Discharge) | ILR400209 | Phosphorus |  | mg/L |  |  |  | 0.199 | (lbs/day) | WLA at High Flows / Moist Conditions / Mid-Range Flows
Des Plaines River/ Higgins Creek | Pond-A-Rudy | IL_UGP | Hawthorn Woods | Various (MS4 Discharge) | ILR400209 | Phosphorus |  | mg/L |  |  |  | 0.072 | (lbs/day) | WLA at High Flows / Moist Conditions / Mid-Range Flows
Des Plaines River/ Higgins Creek | Higgins Creek | IL_GOA-01 | Illinois Tollway | Various (MS4 Discharge) | ILR400494 | Chloride |  | mg/L |  |  |  | 1,727 / 477 / 421 | (lbs/day) | WLA at High Flows / Moist Conditions / Mid-Range Flows
Des Plaines River/ Higgins Creek | Higgins Creek | IL_GOA-02 | Illinois Tollway | Various (MS4 Discharge) | ILR400494 | Chloride |  | mg/L |  |  |  | 124 / 51 / 38 | (Million cfu/day) | WLA at High Flows / Moist Conditions / Mid-Range Flows
Des Plaines River/ Higgins Creek | Buffalo Creek IL | IL_GST | Inverness | Various (MS4 Discharge) | ILR400359 | Chloride |  | mg/L |  |  |  | 14,693 / 3,993 / 1,597 | (lbs/day) | WLA at High Flows / Moist Conditions / Mid-Range Flows
Des Plaines River/ Higgins Creek | Buffalo Creek IL | IL_GST | Inverness | Various (MS4 Discharge) | ILR400359 | Dissolved Oxygen |  | mg/L |  |  |  | 0.01 / 0.00 | (lb/d) | WLA = CBOD Allocation / Total Ammonia Allocation
Des Plaines River/ Higgins Creek | Buffalo Creek IL | IL_GST | Inverness | Various (MS4 Discharge) | ILR400359 | Fecal Coliform | 200 | cfu/100 ml | WQ Standard |  |  | 25,321 / 6,868 / 2,745 | (Million cfu/day) | WLA at High Flows / Moist Conditions / Mid-Range Flows
Des Plaines River/ Higgins Creek | Buffalo Creek Lake | IL_SGC | Inverness | Various (MS4 Discharge) | ILR400359 | Phosphorus |  | mg/L |  |  |  | 0.0005 | (lbs/day) | WLA at High Flows / Moist Conditions / Mid-Range Flows
Des Plaines River/ Higgins Creek | Buffalo Creek IL | IL_GST | Kildeer | Various (MS4 Discharge) | ILR400215 | Chloride |  | mg/L |  |  |  | 8,015 / 2,178 / 871 | (lbs/day) | WLA at High Flows / Moist Conditions / Mid-Range Flows
Des Plaines River/ Higgins Creek | Buffalo Creek IL | IL_GST | Kildeer | Various (MS4 Discharge) | ILR400215 | Dissolved Oxygen |  | mg/L |  |  |  | 37.31 / 1.55 | (lb/d) | WLA = CBOD Allocation / Total Ammonia Allocation
Des Plaines River/ Higgins Creek | Buffalo Creek IL | IL_GST | Kildeer | Various (MS4 Discharge) | ILR400215 | Fecal Coliform | 200 | cfu/100 ml | WQ Standard |  |  | 13,813 / 3,747 / 1,498 | (Million cfu/day) | WLA at High Flows / Moist Conditions / Mid-Range Flows
Des Plaines River/ Higgins Creek | Buffalo Creek Lake | IL_SGC | Kildeer | Various (MS4 Discharge) | ILR400215 | Phosphorus |  | mg/L |  |  |  | 1.09 | (lbs/day) | WLA at High Flows / Moist Conditions / Mid-Range Flows
Des Plaines River/ Higgins Creek | Albert Lake | IL_VGG | Kildeer | Various (MS4 Discharge) | ILR400215 | Phosphorus |  | mg/L |  |  |  | 0.475 | (lbs/day) | WLA at High Flows / Moist Conditions / Mid-Range Flows
Des Plaines River/ Higgins Creek | Higgins Cr. | IL_GOA-01 | Kinder Morgan Liquids Terminals, LLC | 001 | IL0034347 | Chloride |  | mg/L |  | 0.5 |  |  | DAF | Flow according to 2017 iteration of permit.
Des Plaines River/ Higgins Creek | Higgins Cr. | IL_GOA-01 | Kinder Morgan Liquids Terminals, LLC | 001 | IL0034347 | Fecal Coliform | 200 | cfu/100 ml | WQ Standard | 0.5 |  |  | DAF | Flow according to 2017 iteration of permit.
Des Plaines River/ Higgins Creek | Higgins Cr. | IL_GOA-01 | Kinder Morgan Liquids Terminals, LLC | 001 | IL0034347 | pH | 6.5 – 9.0 | s.u. |  | 0.5 |  |  | DAF | Flow according to 2017 iteration of permit.
Des Plaines River/ Higgins Creek | Buffalo Creek IL | IL_GST | Lake Zurich | Various (MS4 Discharge) | ILR400370 | Chloride |  | mg/L |  |  |  | 14,991 / 4,074 / 1,629 | (lbs/day) | WLA at High Flows / Moist Conditions / Mid-Range Flows
Des Plaines River/ Higgins Creek | Buffalo Creek IL | IL_GST | Lake Zurich | Various (MS4 Discharge) | ILR400370 | Dissolved Oxygen |  | mg/L |  |  |  | 20.66 / 0.86 | (lb/d) | WLA = CBOD Allocation / Total Ammonia Allocation
Des Plaines River/ Higgins Creek | Buffalo Creek IL | IL_GST | Lake Zurich | Various (MS4 Discharge) | ILR400370 | Fecal Coliform | 200 | cfu/100 ml | WQ Standard |  |  | 25,834 / 7,007 / 2,801 | (Million cfu/day) | WLA at High Flows / Moist Conditions / Mid-Range Flows
Des Plaines River/ Higgins Creek | Forest Lake | IL_RGZG | Lake Zurich | Various (MS4 Discharge) | ILR400370 | Phosphorus |  | mg/L |  |  |  | 0.15 | (lbs/day) | WLA at High Flows / Moist Conditions / Mid-Range Flows
Des Plaines River/ Higgins Creek | Buffalo Creek Lake | IL_SGC | Lake Zurich | Various (MS4 Discharge) | ILR400370 | Phosphorus |  | mg/L |  |  |  | 0.602 | (lbs/day) | WLA at High Flows / Moist Conditions / Mid-Range Flows
Des Plaines River/ Higgins Creek | Albert Lake | IL_VGG | Lake Zurich | Various (MS4 Discharge) | ILR400370 | Phosphorus |  | mg/L |  |  |  | 0.62 | (lbs/day) | WLA at High Flows / Moist Conditions / Mid-Range Flows
Des Plaines River/ Higgins Creek | Lake Charles | IL_RZGJ | Libertyville | Various (MS4 Discharge) | ILR400374 | Phosphorus |  | mg/L |  |  |  | 0.3 | (lbs/day) | WLA at High Flows / Moist Conditions / Mid-Range Flows
Des Plaines River/ Higgins Creek | Big Bear | IL_WGZU | Libertyville | Various (MS4 Discharge) | ILR400374 | Phosphorus |  | mg/L |  |  |  | 0.26 | (lbs/day) | WLA at High Flows / Moist Conditions / Mid-Range Flows
Des Plaines River/ Higgins Creek | Little Bear | IL_WGZV | Libertyville | Various (MS4 Discharge) | ILR400374 | Phosphorus |  | mg/L |  |  |  | 0.231 | (lbs/day) | WLA at High Flows / Moist Conditions / Mid-Range Flows
Des Plaines River/ Higgins Creek | Half Day Pit | IL_UGB | Lincolnshire | Various (MS4 Discharge) | ILR400375 | Phosphorus |  | mg/L |  |  |  | 0.205 | (lbs/day) | WLA at High Flows / Moist Conditions / Mid-Range Flows
Des Plaines River/ Higgins Creek | Buffalo Creek IL | IL_GST | Long Grove | Various (MS4 Discharge) | ILR400219 | Chloride |  | mg/L |  |  |  | 27,075 / 7,357 / 2,943 | (lbs/day) | WLA at High Flows / Moist Conditions / Mid-Range Flows
Des Plaines River/ Higgins Creek | Buffalo Creek IL | IL_GST | Long Grove | Various (MS4 Discharge) | ILR400219 | Dissolved Oxygen |  | mg/L |  |  |  | 56.35 / 2.34 | (lb/d) | WLA = CBOD Allocation / Total Ammonia Allocation
Des Plaines River/ Higgins Creek | Buffalo Creek IL | IL_GST | Long Grove | Various (MS4 Discharge) | ILR400219 | Fecal Coliform | 200 | cfu/100 ml | WQ Standard |  |  | 46,658 / 12,656 / 5,059 | (Million cfu/day) | WLA at High Flows / Moist Conditions / Mid-Range Flows
Des Plaines River/ Higgins Creek | Diamond Lake | IL_RGB | Long Grove | Various (MS4 Discharge) | ILR400219 | Phosphorus |  | mg/L |  |  |  | 0.108 | (lbs/day) | WLA at High Flows / Moist Conditions / Mid-Range Flows
Des Plaines River/ Higgins Creek | Countryside Lake | IL_RGQ | Long Grove | Various (MS4 Discharge) | ILR400219 | Phosphorus |  | mg/L |  |  |  | 0.0005 | (lbs/day) | WLA at High Flows / Moist Conditions / Mid-Range Flows
Des Plaines River/ Higgins Creek | Sylvan Lake | IL_RGZF | Long Grove | Various (MS4 Discharge) | ILR400219 | Fecal Coliform | 200 | cfu/100 ml | WQ Standard |  |  | 378 | (Million cfu/day) | WLA at High Flows / Moist Conditions / Mid-Range Flows
Des Plaines River/ Higgins Creek | Sylvan Lake | IL_RGZF | Long Grove | Various (MS4 Discharge) | ILR400219 | Phosphorus |  | mg/L |  |  |  | 0.0004 | lbs/day | WLA at High Flows / Moist Conditions / Mid-Range Flows
Des Plaines River/ Higgins Creek | Buffalo Creek Lake | IL_SGC | Long Grove | Various (MS4 Discharge) | ILR400219 | Phosphorus |  | mg/L |  |  |  | 1.6 | (lbs/day) | WLA at High Flows / Moist Conditions / Mid-Range Flows
Des Plaines River/ Higgins Creek | Albert Lake | IL_VGG | Long Grove | Various (MS4 Discharge) | ILR400219 | Phosphorus |  | mg/L |  |  |  | 0.226 | (lbs/day) | WLA at High Flows / Moist Conditions / Mid-Range Flows
Des Plaines River/ Higgins Creek | Salem Reed Lake | IL_WGK | Long Grove | Various (MS4 Discharge) | ILR400219 | Phosphorus |  | mg/L |  |  |  | 0.193 | (lbs/day) | WLA at High Flows / Moist Conditions / Mid-Range Flows
Des Plaines River/ Higgins Creek | Higgins Cr. | IL_GOA-02 | MPLX Terminals LLC -Mt. Prospect Terminal | 001, 002 | IL0062791 | Chloride |  | mg/L |  | N/A |  |  |  | N/A Flow - Stormwater Runoff and Hydrostatic Test Water permit.
Des Plaines River/ Higgins Creek | Higgins Cr. | IL_GOA-02 | MPLX Terminals LLC -Mt. Prospect Terminal | '001, 002 | IL0062791 | Dissolved Oxygen |  | mg/L |  | N/A |  |  |  | N/A Flow - Stormwater Runoff and Hydrostatic Test Water permit.
Des Plaines River/ Higgins Creek | Higgins Cr. | IL_GOA-02 | MPLX Terminals LLC -Mt. Prospect Terminal | '001, 002 | IL0062791 | Fecal Coliform | 200 | cfu/100 ml | WQ Standard | N/A |  |  |  | N/A Flow - Stormwater Runoff and Hydrostatic Test Water permit.
Des Plaines River/ Higgins Creek | Higgins Creek | IL_GOA-01 | MT Prospect | Various (MS4 Discharge) | ILR400393 | Chloride |  | mg/L |  |  |  | 79,894 / 22,077 / 19,513 | (lbs/day) | WLA at High Flows / Moist Conditions / Mid-Range Flows
Des Plaines River/ Higgins Creek | Higgins Creek | IL_GOA-01 | MT Prospect | Various (MS4 Discharge) | ILR400393 | Fecal Coliform | 200 | cfu/100 ml | WQ Standard |  |  | 9,143 / 2,115 / 898 | (Million cfu/day) | WLA at High Flows / Moist Conditions / Mid-Range Flows
Des Plaines River/ Higgins Creek | Higgins Creek | IL_GOA-02 | MT Prospect | Various (MS4 Discharge) | ILR400393 | Chloride |  | mg/L |  |  |  | 7,760 / 3,182 / 2,387 | (Million cfu/day) | WLA at High Flows / Moist Conditions / Mid-Range Flows
Des Plaines River/ Higgins Creek | Higgins Creek | IL_GOA-02 | MT Prospect | Various (MS4 Discharge) | ILR400393 | Fecal Coliform | 200 | cfu/100 ml | WQ Standard |  |  | 13,989 / 5,702 / 4,267 | (Million cfu/day) | WLA at High Flows / Moist Conditions / Mid-Range Flows
Des Plaines River/ Higgins Creek | Diamond Lake | IL_RGB | Mundelein | Various (MS4 Discharge) | ILR400395 | Phosphorus |  | mg/L |  |  |  | 0.556 | (lbs/day) | WLA at High Flows / Moist Conditions / Mid-Range Flows
Des Plaines River/ Higgins Creek | Countryside Lake | IL_RGQ | Mundelein | Various (MS4 Discharge) | ILR400395 | Phosphorus |  | mg/L |  |  |  | 0.183 | (lbs/day) | WLA at High Flows / Moist Conditions / Mid-Range Flows
Des Plaines River/ Higgins Creek | Lake Charles | IL_RZGJ | Mundelein | Various (MS4 Discharge) | ILR400395 | Phosphorus |  | mg/L |  |  |  | 1.171 | (lbs/day) | WLA at High Flows / Moist Conditions / Mid-Range Flows
Des Plaines River/ Higgins Creek | Big Bear | IL_WGZU | Mundelein | Various (MS4 Discharge) | ILR400395 | Phosphorus |  | mg/L |  |  |  | 1.03 | (lbs/day) | WLA at High Flows / Moist Conditions / Mid-Range Flows
Des Plaines River/ Higgins Creek | Little Bear | IL_WGZV | Mundelein | Various (MS4 Discharge) | ILR400395 | Phosphorus |  | mg/L |  |  |  | 0.915 | (lbs/day) | WLA at High Flows / Moist Conditions / Mid-Range Flows
Des Plaines River/ Higgins Creek | Higgins Cr. | IL_GOA-01 | MWRDGC Kirie WRP | 001, 111 CSO | IL0047741 | Chloride |  | mg/L |  | 52 / 110 |  |  | (DAF / DMF)
Des Plaines River/ Higgins Creek | Higgins Cr. | IL_GOA-01 | MWRDGC Kirie WRP | 001, 111 CSO | IL0047741 | Fecal Coliform | 200 | cfu/100 ml | WQ Standard | 52 / 110 |  | 832,841 / 605,702 / 63 | Million cfu/day (DAF / DMF)
Des Plaines River/ Higgins Creek | Higgins Cr. | IL_GOA-01 | MWRDGC Kirie WRP | 001, 111 CSO | IL0047741 | pH | 6.5 – 9.0 | s.u. |  | 52 / 110 |  |  | (DAF / DMF)
Des Plaines River/ Higgins Creek | Buffalo Creek IL | IL_GST | Palatine | Various (MS4 Discharge) | ILR400416 | Chloride |  | mg/L |  |  |  | 28,017 / 7,613 / 3,045 | (lbs/day) | WLA at High Flows / Moist Conditions / Mid-Range Flows
Des Plaines River/ Higgins Creek | Buffalo Creek IL | IL_GST | Palatine | Various (MS4 Discharge) | ILR400416 | Dissolved Oxygen |  | mg/L |  |  |  | 29.50 / 1.23 | (lb/d) | WLA = CBOD Allocation / Total Ammonia Allocation
Des Plaines River/ Higgins Creek | Buffalo Creek IL | IL_GST | Palatine | Various (MS4 Discharge) | ILR400416 | Fecal Coliform | 200 | cfu/100 ml | WQ Standard |  |  | 48,280 / 13,096 / 5,235 | (Million cfu/day) | WLA at High Flows / Moist Conditions / Mid-Range Flows
Des Plaines River/ Higgins Creek | Buffalo Creek Lake | IL_SGC | Palatine | Various (MS4 Discharge) | ILR400416 | Phosphorus |  | mg/L |  |  |  | 0.864 | (lbs/day) | WLA at High Flows / Moist Conditions / Mid-Range Flows
Des Plaines River/ Higgins Creek | Higgins Cr. | IL_GOA-02 | PDV Midwest Refining LLC – Des Plaines Terminal | 001, A01, 002 | IL0042242 | Chloride |  | mg/L |  | N/A |  |  |  | N/A Flow - General Stormwater Permit. Permit terminated in 2013. O1738
Des Plaines River/ Higgins Creek | Higgins Cr. | IL_GOA-02 | PDV Midwest Refining LLC – Des Plaines Terminal | 001, A01, 002 | IL0042242 | Dissolved Oxygen |  | mg/L |  | N/A |  |  |  | N/A Flow - General Stormwater Permit. Permit terminated in 2013.
Des Plaines River/ Higgins Creek | Higgins Cr. | IL_GOA-02 | PDV Midwest Refining LLC – Des Plaines Terminal | 001, A01, 002 | IL0042242 | Fecal Coliform | 200 | cfu/100 ml | WQ Standard | N/A |  |  |  | N/A Flow - General Stormwater Permit. Permit terminated in 2013.
Des Plaines River/ Higgins Creek | Higgins Creek | IL_GOA-01 | Rolling Meadows | Various (MS4 Discharge) | ILR400435 | Chloride |  | mg/L |  |  |  | 1,502 / 420 / 372 | (lbs/day) | WLA at High Flows / Moist Conditions / Mid-Range Flows
Des Plaines River/ Higgins Creek | Higgins Creek | IL_GOA-01 | Rolling Meadows | Various (MS4 Discharge) | ILR400435 | Fecal Coliform | 200 | cfu/100 ml | WQ Standard |  |  | 174 / 40 / 17 | (Million cfu/day) | WLA at High Flows / Moist Conditions / Mid-Range Flows
Des Plaines River/ Higgins Creek | Higgins Creek | IL_GOA-02 | Rolling Meadows | Various (MS4 Discharge) | ILR400435 | Chloride |  | mg/L |  |  |  | 150 / 61.8 / 45.8 | (Million cfu/day) | WLA at High Flows / Moist Conditions / Mid-Range Flows
Des Plaines River/ Higgins Creek | Higgins Creek | IL_GOA-02 | Rolling Meadows | Various (MS4 Discharge) | ILR400435 | Fecal Coliform | 200 | cfu/100 ml | WQ Standard |  |  | 272 / 111 / 83 | (Million cfu/day) | WLA at High Flows / Moist Conditions / Mid-Range Flows
Des Plaines River/ Higgins Creek | Higgins Cr. | IL_GOA-02 | Shell Oil – Des Plaines | A01, 001, 002, 003, | IL0046736 | Chloride |  | mg/L |  | 0.036 |  |  | DMF | Flow according to 2019 iteration of permit.
Des Plaines River/ Higgins Creek | Higgins Cr. | IL_GOA-02 | Shell Oil – Des Plaines | 'A01, 001, 002, 003, | IL0046736 | Fecal Coliform | 200 | cfu/100 ml | WQ Standard | 0.036 |  |  | DMF | Flow according to 2019 iteration of permit.
Des Plaines River/ Higgins Creek | Higgins Cr. | IL_GOA-02 | Shell Oil – Des Plaines | 'A01, 001, 002, 003, | IL0046736 | Dissolved Oxygen |  | mg/L |  | 0.036 |  |  | DMF | Flow according to 2019 iteration of permit.
Des Plaines River/ Higgins Creek | Lake Charles | IL_RZGJ | Vernon Hills | Various (MS4 Discharge) | ILR400252 | Phosphorus |  | mg/L |  |  |  | 0.282 | (lbs/day) | WLA at High Flows / Moist Conditions / Mid-Range Flows
Des Plaines River/ Higgins Creek | Big Bear | IL_WGZU | Vernon Hills | Various (MS4 Discharge) | ILR400252 | Phosphorus |  | mg/L |  |  |  | 0.559 | (lbs/day) | WLA at High Flows / Moist Conditions / Mid-Range Flows
Des Plaines River/ Higgins Creek | Little Bear | IL_WGZV | Vernon Hills | Various (MS4 Discharge) | ILR400252 | Phosphorus |  | mg/L |  |  |  | 0.661 | (lbs/day) | WLA at High Flows / Moist Conditions / Mid-Range Flows
Des Plaines River/ Higgins Creek | Diamond Lake | IL_RGB |  |  |  | Total Phosphorus | 0.05 | mg/L
Des Plaines River/ Higgins Creek | Beck Lake | IL_RGE |  |  |  | Total Phosphorus | 0.05 | mg/L
Des Plaines River/ Higgins Creek | Countryside Lake | IL_RGQ |  |  |  | Total Phosphorus | 0.05 | mg/L
Des Plaines River/ Higgins Creek | Sylvan Lake | IL_RGZF |  |  |  | Dissolved Oxygen |  | mg/L
Des Plaines River/ Higgins Creek | Sylvan Lake | IL_RGZF |  |  |  | Fecal coliform | 200 | cfu/100 ml | WQ Standard
Des Plaines River/ Higgins Creek | Sylvan Lake | IL_RGZF |  |  |  | Total Phosphorus |  | mg/L
Des Plaines River/ Higgins Creek | Forest Lake | IL_RGZG |  |  |  | Total Phosphorus | 0.05 | mg/L
Des Plaines River/ Higgins Creek | Lake Charles | IL_RGZJ |  |  |  | Total Phosphorus |  | mg/L
Des Plaines River/ Higgins Creek | Buffalo Creek Lake | IL_SGC |  |  |  | Dissolved Oxygen |  | mg/L
Des Plaines River/ Higgins Creek | Bresen Lake | IL_UGN |  |  |  | Total Phosphorus | 0.05 | mg/L
Des Plaines River/ Higgins Creek | Pond-A-Rudy | IL_UGP |  |  |  | Dissolved Oxygen |  | mg/L
Des Plaines River/ Higgins Creek | Albert Lake (outlet) | IL_VGG |  |  |  | Dissolved Oxygen |  | mg/L
Des Plaines River/ Higgins Creek | Salem-Reed Lake | IL_WGK |  |  |  | Total Phosphorus |  | mg/L
Des Plaines River/ Higgins Creek | Big Bear Lake | IL_WGZU |  |  |  | Total Phosphorus | 0.05 | mg/L
Des Plaines River/ Higgins Creek | Little Bear Lake | IL_WGZV |  |  |  | Total Phosphorus |  | mg/L
DuPage River- East Branch | DuPage River- East Branch | GBL-05/ GBL-08/ GBL-10 | Addison Township | Various (MS4 Discharge) | ILR400001 | Chloride |  |  |  | Variable | MS4 | 28767 | lbs./d | Grouped MS4 WLA
DuPage River- East Branch | DuPage River- East Branch | GBL-05/ GBL-08/ GBL-10 | Addison, Village of | Various (MS4 Discharge) | ILR400277 | Chloride |  |  |  | Variable | MS4 | 28767 | lbs./d | Grouped MS4 WLA
DuPage River- East Branch | DuPage River- East Branch | GBL-05/ GBL-08/ GBL-10 | Aurora, City of | Various (MS4 Discharge) | ILR400283 | Chloride |  |  |  | Variable | MS4 | 28767 | lbs./d | Grouped MS4 WLA
DuPage River- East Branch | DuPage River- East Branch | GBL-05/ GBL-08/ GBL-10 | Bartlett, Village of | Various (MS4 Discharge) | ILR400286 | Chloride |  |  |  | Variable | MS4 | 28767 | lbs./d | Grouped MS4 WLA
DuPage River- East Branch | DuPage River- East Branch | GBL-05/ GBL-08/ GBL-10 | Bensenville, Village of | Various (MS4 Discharge) | ILR400292 | Chloride |  |  |  | Variable | MS4 | 28767 | lbs./d | Grouped MS4 WLA
DuPage River- East Branch | DuPage River- East Branch | GBL-05/ GBL-08/ GBL-10 | Bloomingdale Township | Various (MS4 Discharge) | ILR400013 | Chloride |  |  |  | Variable | MS4 | 28767 | lbs./d | Grouped MS4 WLA
DuPage River- East Branch | DuPage River- East Branch | GBL-05/ GBL-08/ GBL-10 | Bloomingdale, Village of | Various (MS4 Discharge) | ILR400295 | Chloride |  |  |  | Variable | MS4 | 28767 | lbs./d | Grouped MS4 WLA
DuPage River- East Branch | DuPage River- East Branch | GBL-05/ GBL-08/ GBL-10 | Bloomingdale-Reeves WRF | 001 | IL0021130 | Ammonia, Total | 1.5 | mg/L | Effluent Limit | 3.45 | DAF | 43.2 | lbs./d | Limit
DuPage River- East Branch | DuPage River- East Branch | GBL-05/ GBL-08/ GBL-10 | Bloomingdale-Reeves WRF | 001 | IL0021130 | CBOD | 10 | mg/L | Effluent Limit | 3.45 | DAF | 287.7 | lbs./d | Limit
DuPage River- East Branch | DuPage River- East Branch | GBL-05/ GBL-10 | Bloomingdale-Reeves WRF | 001 | IL0021130 | Chloride | 400 | mg/L | TMDL Modeling | 3.45 | DAF | 11800 | lbs./d | Estimate
DuPage River- East Branch | DuPage River- East Branch | GBL-05/ GBL-10 | Bolingbrook STP #1 | 001 | IL0032689 | Chloride | 400 | mg/L | TMDL Modeling | 2.04 | DAF | 6977 | lbs./d | Estimate
DuPage River- East Branch | DuPage River- East Branch | GBL-05/ GBL-08/ GBL-10 | Campton Township | Various (MS4 Discharge) | ILR400538 | Chloride |  |  |  | Variable | MS4 | 28767 | lbs./d | Grouped MS4 WLA
DuPage River- East Branch | DuPage River- East Branch | GBL-05/ GBL-08/ GBL-10 | Carol Stream, Village of | Various (MS4 Discharge) | ILR400308 | Chloride |  |  |  | Variable | MS4 | 28767 | lbs./d | Grouped MS4 WLA
DuPage River- East Branch | DuPage River- East Branch | GBL-05/ GBL-10 | Citizens Utility Company #2 STP | 001 | IL0032735 | Chloride | 400 | mg/L | TMDL Modeling | 3 | DAF | 10261 | lbs./d | Estimate
DuPage River- East Branch | DuPage River- East Branch | GBL-05/ GBL-08/ GBL-10 | Clarendon Hills Village | Various (MS4 Discharge) | ILR400175 | Chloride |  |  |  | Variable | MS4 | 28767 | lbs./d | Grouped MS4 WLA
DuPage River- East Branch | DuPage River- East Branch | GBL-05/ GBL-08/ GBL-10 | Darien City | Various (MS4 Discharge) | ILR400180 | Chloride |  |  |  | Variable | MS4 | 28767 | lbs./d | Grouped MS4 WLA
DuPage River- East Branch | DuPage River- East Branch | GBL-05/ GBL-08/ GBL-10 | Downers Grove SD WTC | 001 | IL0028380 | CBOD | 10 | mg/L | Effluent Limit | 11 | DAF | 917.4 | lbs./d | Limit
DuPage River- East Branch | DuPage River- East Branch | GBL-05/ GBL-10 | Downers Grove SD WTC | 001 | IL0028380 | Chloride | 400 | mg/L | TMDL Modeling | 11 | DAF | 37624 | lbs./d | Estimate
DuPage River- East Branch | DuPage River- East Branch | GBL-05/ GBL-08/ GBL-10 | Downers Grove Village | Various (MS4 Discharge) | ILR400183 | Chloride |  |  |  | Variable | MS4 | 28767 | lbs./d | Grouped MS4 WLA
DuPage River- East Branch | DuPage River- East Branch | GBL-05/ GBL-08/ GBL-10 | DuPage County | Various (MS4 Discharge) | ILR400502 | Chloride |  |  |  | Variable | MS4 | 28767 | lbs./d | Grouped MS4 WLA
DuPage River- East Branch | DuPage River- East Branch | GBL-05/ GBL-10 | DuPage County Woodridge STP | 001 | IL0031844 | Chloride | 400 | mg/L | TMDL Modeling | 12 | DAF | 41044 | lbs./d | Estimate
DuPage River- East Branch | DuPage River- East Branch | GBL-05/ GBL-08/ GBL-10 | Elmhurst City | Various (MS4 Discharge) | ILR400187 | Chloride |  |  |  | Variable | MS4 | 28767 | lbs./d | Grouped MS4 WLA
DuPage River- East Branch | DuPage River- East Branch | GBL-05/ GBL-10 | Elmhurst STP | 001 | IL0028746 | Chloride | 400 | mg/L | TMDL Modeling | 1.03 | Estimated at Low Flow | 3531 | lbs./d | DAF is 8 MGD
DuPage River- East Branch | DuPage River- East Branch | GBL-05/ GBL-08/ GBL-10 | Glen Ellyn Village | Various (MS4 Discharge) | ILR400199 | Chloride |  |  |  | Variable | MS4 | 28767 | lbs./d | Grouped MS4 WLA
DuPage River- East Branch | DuPage River- East Branch | GBL-05/ GBL-08/ GBL-10 | Glenbard WW Auth- Glenbard | 001 | IL0021547 | Ammonia, Total | 1.5 | mg/L | Effluent Limit | 16.02 | DAF | 200.4 | lbs./d | Limit
DuPage River- East Branch | DuPage River- East Branch | GBL-05/ GBL-08/ GBL-10 | Glenbard WW Auth- Glenbard | 001 | IL0021547 | CBOD | 10 | mg/L | Effluent Limit | 16.02 | DAF | 1336.1 | lbs./d | Limit
DuPage River- East Branch | DuPage River- East Branch | GBL-05/ GBL-10 | Glenbard WW Auth- Glenbard | 001 | IL0021547 | Chloride | 400 | mg/L | TMDL Modeling | 16.02 | DAF | 54794 | lbs./d | Estimate
DuPage River- East Branch | DuPage River- East Branch | GBL-05/ GBL-10 | Glenbard WW Auth-Lombard | 001 | IL0022471 | Chloride | 400 | mg/L | TMDL Modeling | 2.28 | Estimated at Low Flow | 7785 | lbs./d | up to 58 MGD
DuPage River- East Branch | DuPage River- East Branch | GBL-05/ GBL-08/ GBL-10 | Glendale Heights STP | 001 | IL0028967 | Ammonia, Total | 1.5 | mg/L | Effluent Limit | 5.26 | DAF | 65.8 | lbs./d | Limit
DuPage River- East Branch | DuPage River- East Branch | GBL-05/ GBL-08/ GBL-10 | Glendale Heights STP | 001 | IL0028967 | CBOD | 10 | mg/L | Effluent Limit | 5.26 | DAF | 438.7 | lbs./d | Limit
DuPage River- East Branch | DuPage River- East Branch | GBL-05/ GBL-10 | Glendale Heights STP | 001 | IL0028967 | Chloride | 400 | mg/L | TMDL Modeling | 5.26 | DAF | 17991 | lbs./d | Estimate
DuPage River- East Branch | DuPage River- East Branch | GBL-05/ GBL-08/ GBL-10 | Glendale Heights, Village of | Various (MS4 Discharge) | ILR400342 | Chloride |  |  |  | Variable | MS4 | 28767 | lbs./d | Grouped MS4 WLA
DuPage River- East Branch | DuPage River- East Branch | GBL-05/ GBL-08/ GBL-10 | Hanover Park, Village of | Various (MS4 Discharge) | ILR400347 | Chloride |  |  |  | Variable | MS4 | 28767 | lbs./d | Grouped MS4 WLA
DuPage River- East Branch | DuPage River- East Branch | GBL-05/ GBL-08/ GBL-10 | Hinsdale, Village of | Various (MS4 Discharge) | ILR400355 | Chloride |  |  |  | Variable | MS4 | 28767 | lbs./d | Grouped MS4 WLA
DuPage River- East Branch | DuPage River- East Branch | GBL-05/ GBL-08/ GBL-10 | Illinois State Toll Highway Authority | Various (MS4 Discharge) | ILR400494 | Chloride |  |  |  | Variable | MS4 | 28767 | lbs./d | Grouped MS4 WLA
DuPage River- East Branch | DuPage River- East Branch | GBL-05/ GBL-08/ GBL-10 | Itasca, Village of | Various (MS4 Discharge) | ILR400360 | Chloride |  |  |  | Variable | MS4 | 28767 | lbs./d | Grouped MS4 WLA
DuPage River- East Branch | DuPage River- East Branch | GBL-05/ GBL-08/ GBL-10 | Lemont, Village of | Various (MS4 Discharge) | ILR400497 | Chloride |  |  |  | Variable | MS4 | 28767 | lbs./d | Grouped MS4 WLA
DuPage River- East Branch | DuPage River- East Branch | GBL-05/ GBL-08/ GBL-10 | Lisle Township | Various (MS4 Discharge) | ILR400079 | Chloride |  |  |  | Variable | MS4 | 28767 | lbs./d | Grouped MS4 WLA
DuPage River- East Branch | DuPage River- East Branch | GBL-05/ GBL-08/ GBL-10 | Lisle, Village of | Various (MS4 Discharge) | ILR400379 | Chloride |  |  |  | Variable | MS4 | 28767 | lbs./d | Grouped MS4 WLA
DuPage River- East Branch | DuPage River- East Branch | GBL-05/ GBL-08/ GBL-10 | Lombard, Village of | Various (MS4 Discharge) | ILR400378 | Chloride |  |  |  | Variable | MS4 | 28767 | lbs./d | Grouped MS4 WLA
DuPage River- East Branch | DuPage River- East Branch | GBL-05/ GBL-08/ GBL-10 | Milton Township | Various (MS4 Discharge) | ILR400086 | Chloride |  |  |  | Variable | MS4 | 28767 | lbs./d | Grouped MS4 WLA
DuPage River- East Branch | DuPage River- East Branch | GBL-05/ GBL-08/ GBL-10 | Naperville Township | Various (MS4 Discharge) | ILR400092 | Chloride |  |  |  | Variable | MS4 | 28767 | lbs./d | Grouped MS4 WLA
DuPage River- East Branch | DuPage River- East Branch | GBL-05/ GBL-08/ GBL-10 | Naperville, City of | Various (MS4 Discharge) | ILR400396 | Chloride |  |  |  | Variable | MS4 | 28767 | lbs./d | Grouped MS4 WLA
DuPage River- East Branch | DuPage River- East Branch | GBL-05/ GBL-08/ GBL-10 | Oak Brook, Village of | Various (MS4 Discharge) | ILR400407 | Chloride |  |  |  | Variable | MS4 | 28767 | lbs./d | Grouped MS4 WLA
DuPage River- East Branch | DuPage River- East Branch | GBL-05/ GBL-08/ GBL-10 | Oakbrook Terrace City | Various (MS4 Discharge) | ILR400232 | Chloride |  |  |  | Variable | MS4 | 28767 | lbs./d | Grouped MS4 WLA
DuPage River- East Branch | DuPage River- East Branch | GBL-05/ GBL-08/ GBL-10 | Roselle, Village of | Various (MS4 Discharge) | ILR400437 | Chloride |  |  |  | Variable | MS4 | 28767 | lbs./d | Grouped MS4 WLA
DuPage River- East Branch | DuPage River- East Branch | GBL-05/ GBL-08/ GBL-10 | Villa Park, Village of | Various (MS4 Discharge) | ILR400463 | Chloride |  |  |  | Variable | MS4 | 28767 | lbs./d | Grouped MS4 WLA
DuPage River- East Branch | DuPage River- East Branch | GBL-05/ GBL-08/ GBL-10 | Warrenville, City of | Various (MS4 Discharge) | ILR400274 | Chloride |  |  |  | Variable | MS4 | 28767 | lbs./d | Grouped MS4 WLA
DuPage River- East Branch | DuPage River- East Branch | GBL-05/ GBL-08/ GBL-10 | Wayne Township | Various (MS4 Discharge) | ILR400149 | Chloride |  |  |  | Variable | MS4 | 28767 | lbs./d | Grouped MS4 WLA
DuPage River- East Branch | DuPage River- East Branch | GBL-05/ GBL-08/ GBL-10 | Wayne, Village of | Various (MS4 Discharge) | ILR400500 | Chloride |  |  |  | Variable | MS4 | 28767 | lbs./d | Grouped MS4 WLA
DuPage River- East Branch | DuPage River- East Branch | GBL-05/ GBL-08/ GBL-10 | West Chicago, City of | Various (MS4 Discharge) | ILR400466 | Chloride |  |  |  | Variable | MS4 | 28767 | lbs./d | Grouped MS4 WLA
DuPage River- East Branch | DuPage River- East Branch | GBL-05/ GBL-08/ GBL-10 | Westmont Village | Various (MS4 Discharge) | ILR400254 | Chloride |  |  |  | Variable | MS4 | 28767 | lbs./d | Grouped MS4 WLA
DuPage River- East Branch | DuPage River- East Branch | GBL-05/ GBL-08/ GBL-10 | Wheaton, City of | Various (MS4 Discharge) | ILR400470 | Chloride |  |  |  | Variable | MS4 | 28767 | lbs./d | Grouped MS4 WLA
DuPage River- East Branch | DuPage River- East Branch | GBL-05/ GBL-08/ GBL-10 | Willowbrook Village | Various (MS4 Discharge) | ILR400255 | Chloride |  |  |  | Variable | MS4 | 28767 | lbs./d | Grouped MS4 WLA
DuPage River- East Branch | DuPage River- East Branch | GBL-05/ GBL-08/ GBL-10 | Winfield Township | Various (MS4 Discharge) | ILR400155 | Chloride |  |  |  | Variable | MS4 | 28767 | lbs./d | Grouped MS4 WLA
DuPage River- East Branch | DuPage River- East Branch | GBL-05/ GBL-08/ GBL-10 | Winfield, Village of | Various (MS4 Discharge) | ILR400474 | Chloride |  |  |  | Variable | MS4 | 28767 | lbs./d | Grouped MS4 WLA
DuPage River- East Branch | DuPage River- East Branch | GBL-05/ GBL-08/ GBL-10 | Wood Dale, City of | Various (MS4 Discharge) | ILR400478 | Chloride |  |  |  | Variable | MS4 | 28767 | lbs./d | Grouped MS4 WLA
DuPage River- East Branch | DuPage River- East Branch | GBL-05/ GBL-08/ GBL-10 | Woodridge, Village of | Various (MS4 Discharge) | ILR400480 | Chloride |  |  |  | Variable | MS4 | 28767 | lbs./d | Grouped MS4 WLA
DuPage River- East Branch | DuPage River- East Branch | GBL-05/ GBL-08/ GBL-10 | York Township | Various (MS4 Discharge) | ILR400159 | Chloride |  |  |  | Variable | MS4 | 28767 | lbs./d | Grouped MS4 WLA
DuPage River- West Branch | DuPage River- West Branch | GBK-05/ GBK-09 | Bartlett WWTP | 001 | IL0027618 | Chloride | 400 | mg/L | TMDL Modeling | 2.33 | Estimated Future Flow | 7789 | lbs./d | DAF is 3.679 MGD
DuPage River- West Branch | DuPage River- West Branch | GBK-05/ GBK-09 | Batavia | Various (MS4 Discharge) | ILR400288 | Chloride |  |  |  | Variable | MS4 | 75126 | lbs./d | Grouped MS4 WLA
DuPage River- West Branch | DuPage River- West Branch | GBK-05/ GBK-09 | Batavia Township | Various (MS4 Discharge) | ILR400009 | Chloride |  |  |  | Variable | MS4 | 75126 | lbs./d | Grouped MS4 WLA
DuPage River- West Branch | DuPage River- West Branch | GBK-05/ GBK-09 | Bolingbrook | Various (MS4 Discharge) | ILR400298 | Chloride |  |  |  | Variable | MS4 | 75126 | lbs./d | Grouped MS4 WLA
DuPage River- West Branch | DuPage River- West Branch | GBK-05/ GBK-09 | Carol Stream STP | 001 | IL0026352 | Chloride | 400 | mg/L | TMDL Modeling | 3.61 | Estimated Future Flow | 12058 | lbs./d | DAF is 6.5 MGD
DuPage River- West Branch | DuPage River- East Branch | GBL-05/ GBL-08/ GBL-10 | Downers Grove SD WTC | 001 | IL0028380 | Ammonia, Total | 1.5 | mg/L | Effluent Limit | 11 | DAF | 137.6 | lbs./d | Limit
DuPage River- West Branch | DuPage River- West Branch | GBK-05/ GBK-09 | Geneva | Various (MS4 Discharge) | ILR400341 | Chloride |  |  |  | Variable | MS4 | 75126 | lbs./d | Grouped MS4 WLA
DuPage River- West Branch | DuPage River- West Branch | GBK-05/ GBK-09 | Hanover Park STP #1 | 001 | IL0034479 | Chloride | 400 | mg/L | TMDL Modeling | 1.1 | Estimated Future Flow | 3668 | lbs./d | DAF is 2.42 MGD
DuPage River- West Branch | DuPage River- West Branch | GBK-05/ GBK-09 | Hoffman Estates | Various (MS4 Discharge) | ILR400210 | Chloride |  |  |  | Variable | MS4 | 75126 | lbs./d | Grouped MS4 WLA
DuPage River- West Branch | DuPage River- West Branch | GBK-05/ GBK-09 | MWRDGC Hanover Park STP | 001 | IL0036137 | Chloride | 400 | mg/L | TMDL Modeling | 10.1 | Estimated Future Flow | 33707 | lbs./d | DAF is 12 MGD
DuPage River- West Branch | DuPage River- West Branch | GBK-05/ GBK-09 | Roselle-Botterman WWTF | 001 | IL0048721 | Chloride | 400 | mg/L | TMDL Modeling | 0.89 | Estimated Future Flow | 2970 | lbs./d | DAF is 1.22 MGD
DuPage River- West Branch | DuPage River- West Branch | GBK-05/ GBK-09 | Schaumburg | Various (MS4 Discharge) | ILR400443 | Chloride |  |  |  | Variable | MS4 | 75126 | lbs./d | Grouped MS4 WLA
DuPage River- West Branch | DuPage River- West Branch | GBK-05/ GBK-09 | St. Charles | Various (MS4 Discharge) | ILR400454 | Chloride |  |  |  | Variable | MS4 | 75126 | lbs./d | Grouped MS4 WLA
DuPage River- West Branch | DuPage River- West Branch | GBK-05/ GBK-09 | St. Charles Township | Various (MS4 Discharge) | ILR400131 | Chloride |  |  |  | Variable | MS4 | 75126 | lbs./d | Grouped MS4 WLA
DuPage River- West Branch | DuPage River- West Branch | GBK-05/ GBK-09 | Streamwood | Various (MS4 Discharge) | ILR400456 | Chloride |  |  |  | Variable | MS4 | 75126 | lbs./d | Grouped MS4 WLA
DuPage River- West Branch | DuPage River- West Branch | GBK-05/ GBK-09 | West Chicago STP | 001 | IL0023469 | Chloride | 400 | mg/L | TMDL Modeling | 5.26 | Estimated Future Flow | 17562 | lbs./d | DAF is 7.64 MGD
DuPage River- West Branch | DuPage River- West Branch | GBK-05/ GBK-09 | Wheaton SD | 001 | IL0031739 | Chloride | 400 | mg/L | TMDL Modeling | 8.31 | Estimated Future Flow | 27745 | lbs./d | DAF is 8.9 MGD
DuPage River/Salt Creek Watershed | Salt Creek | GL-09, GL-19 | ADDISON NORTH STP | B01 | IL0033812 | Fecal Coliform | 200 | cfu/100ml | WQ Standard | 5.3/ 7.6 | DAF/DMF | (80 / 40) / (115 / 58) | Billion cfu/d | WLA = Moist Conditions to Low Flows – Design Average Flow (single sample maximum/ geomean standard) / High Flows – Design Maximum Flow (single sample maximum geomean standard).
DuPage River/Salt Creek Watershed | Salt Creek | GL-09, GL-19 | ADDISON SOUTH-A.J. LAROCCA STP | B01 | IL0027367 | Fecal Coliform | 200 | cfu/100ml | WQ Standard | 3.2/ 8.0 | DAF/DMF | (48 / 24) / (121 / 61) | Billion cfu/d | WLA = Moist Conditions to Low Flows – Design Average Flow (single sample maximum/ geomean standard) / High Flows – Design Maximum Flow (single sample maximum geomean standard).
DuPage River/Salt Creek Watershed | Salt Creek | GL-09, GL-19 | ADDISON SOUTH-A.J. LAROCCA STP | 004 (CSO) | IL0027367 | Fecal Coliform | 200 | cfu/100ml | WQ Standard | 17.07 | maximum CSO volume, April 2013 | (258 / 129) | Billion cfu/d | WLA = High Flows –Design Maximum Flow (single sample maximum/ geomean standard)
DuPage River/Salt Creek Watershed |  |  | Addison Township | Various (MS4 Discharge) | ILR400001 | Chloride | 500 | mg/L | WQ Standards | Variable | MS4 | 9, 67, 220 | (tons/day) | WLA = Mid-Range Flows, Moist Conditions, High Flows. (Grouped MS4 WLA)
DuPage River/Salt Creek Watershed |  |  | Addison Village | Various (MS4 Discharge) | ILR400277 | Chloride | 500 | mg/L | WQ Standards | Variable | MS4 | 9, 67, 220 | (tons/day) | WLA = Mid-Range Flows, Moist Conditions, High Flows. (Grouped MS4 WLA)
DuPage River/Salt Creek Watershed |  |  | Arlington Heights Village | Various (MS4 Discharge) | ILR400282 | Chloride | 500 | mg/L | WQ Standards | Variable | MS4 | 9, 67, 220 | (tons/day) | WLA = Mid-Range Flows, Moist Conditions, High Flows. (Grouped MS4 WLA)
DuPage River/Salt Creek Watershed |  |  | Aurora | Various (MS4 Discharge) | ILR400283 | Chloride | 500 | mg/L | WQ Standards | Variable | MS4 | 9, 67, 220 | (tons/day) | WLA = Mid-Range Flows, Moist Conditions, High Flows. (Grouped MS4 WLA)
DuPage River/Salt Creek Watershed |  |  | Aux Sable Township | Various (MS4 Discharge) | ILR400526 | Chloride | 500 | mg/L | WQ Standards | Variable | MS4 | 9, 67, 220 | (tons/day) | WLA = Mid-Range Flows, Moist Conditions, High Flows. (Grouped MS4 WLA)
DuPage River/Salt Creek Watershed |  |  | Barrington Township | Various (MS4 Discharge) | ILR400008 | Chloride | 500 | mg/L | WQ Standards | Variable | MS4 | 9, 67, 220 | (tons/day) | WLA = Mid-Range Flows, Moist Conditions, High Flows. (Grouped MS4 WLA)
DuPage River/Salt Creek Watershed |  |  | Barrington Village | Various (MS4 Discharge) | ILR400285 | Chloride | 500 | mg/L | WQ Standards | Variable | MS4 | 9, 67, 220 | (tons/day) | WLA = Mid-Range Flows, Moist Conditions, High Flows. (Grouped MS4 WLA)
DuPage River/Salt Creek Watershed |  |  | Bartlett Village | Various (MS4 Discharge) | ILR400286 | Chloride | 500 | mg/L | WQ Standards | Variable | MS4 | 9, 67, 220 | (tons/day) | WLA = Mid-Range Flows, Moist Conditions, High Flows. (Grouped MS4 WLA)
DuPage River/Salt Creek Watershed | DuPage River, West Branch DuPage River | GB-11, GB-16, GBK-05, GBK-09 | BARTLETT WWTP | B01 | IL0027618 | Fecal Coliform | 200 | cfu/100ml | WQ Standard | 3.679/ 5.151 | DAF/DMF | (56 / 28) / (78 / 39) | Billion cfu/d | WLA = Moist Conditions to Low Flows – Design Average Flow (single sample maximum/ geomean standard) / High Flows – Design Maximum Flow (single sample maximum geomean standard).
DuPage River/Salt Creek Watershed |  |  | Batavia | Various (MS4 Discharge) | ILR400288 | Chloride | 500 | mg/L | WQ Standards | Variable | MS4 | 9, 67, 220 | (tons/day) | WLA = Mid-Range Flows, Moist Conditions, High Flows. (Grouped MS4 WLA)
DuPage River/Salt Creek Watershed |  |  | Batavia Township | Various (MS4 Discharge) | ILR400009 | Chloride | 500 | mg/L | WQ Standards | Variable | MS4 | 9, 67, 220 | (tons/day) | WLA = Mid-Range Flows, Moist Conditions, High Flows. (Grouped MS4 WLA)
DuPage River/Salt Creek Watershed |  |  | Bellwood Village | Various (MS4 Discharge) | ILR400291 | Chloride | 500 | mg/L | WQ Standards | Variable | MS4 | 9, 67, 220 | (tons/day) | WLA = Mid-Range Flows, Moist Conditions, High Flows. (Grouped MS4 WLA)
DuPage River/Salt Creek Watershed | Salt Creek, Addison Creek | GL-19, GLA-02 | BENSENVILLE STP | 001 | IL0021849 | Fecal Coliform | 200 | cfu/100ml | WQ Standard | 4.7/ 10.0 | DAF/DMF | (71 / 36) / (151 / 76) | Billion cfu/d | WLA = Moist Conditions to Low Flows – Design Average Flow (single sample maximum/ geomean standard) / High Flows – Design Maximum Flow (single sample maximum geomean standard).
DuPage River/Salt Creek Watershed |  |  | Bensenville Village | Various (MS4 Discharge) | ILR400292 | Chloride | 500 | mg/L | WQ Standards | Variable | MS4 | 9, 67, 220 | (tons/day) | WLA = Mid-Range Flows, Moist Conditions, High Flows. (Grouped MS4 WLA)
DuPage River/Salt Creek Watershed |  |  | Berkeley Village | Various (MS4 Discharge) | ILR400166 | Chloride | 500 | mg/L | WQ Standards | Variable | MS4 | 9, 67, 220 | (tons/day) | WLA = Mid-Range Flows, Moist Conditions, High Flows. (Grouped MS4 WLA)
DuPage River/Salt Creek Watershed |  |  | Bloomingdale Township | Various (MS4 Discharge) | ILR400013 | Chloride | 500 | mg/L | WQ Standards | Variable | MS4 | 9, 67, 220 | (tons/day) | WLA = Mid-Range Flows, Moist Conditions, High Flows. (Grouped MS4 WLA)
DuPage River/Salt Creek Watershed |  |  | Bloomingdale Village | Various (MS4 Discharge) | ILR400295 | Chloride | 500 | mg/L | WQ Standards | Variable | MS4 | 9, 67, 220 | (tons/day) | WLA = Mid-Range Flows, Moist Conditions, High Flows. (Grouped MS4 WLA)
DuPage River/Salt Creek Watershed | DuPage River, East Branch DuPage River | GB-11, GB-16, GBL-10 | BLOOMINGDALE-REEVES WRF | B01 | IL0021130 | Fecal Coliform | 200 | cfu/100ml | WQ Standard | 3.45/ 8.625 | DAF/DMF | (52 / 26) / (131 / 65) | Billion cfu/d | WLA = Moist Conditions to Low Flows – Design Average Flow (single sample maximum/ geomean standard) / High Flows – Design Maximum Flow (single sample maximum geomean standard).
DuPage River/Salt Creek Watershed | DuPage River | GB-11, GB-16 | BOLINGBROOK STP #1 | B01 | IL0032689 | Fecal Coliform | 200 | cfu/100ml | WQ Standard | 2.04/ 4.51 | DAF/DMF | (31 /15) / (68 / 34) | Billion cfu/d | WLA = Moist Conditions to Low Flows – Design Average Flow (single sample maximum/ geomean standard) / High Flows – Design Maximum Flow (single sample maximum geomean standard).
DuPage River/Salt Creek Watershed |  |  | Bolingbrook Village | Various (MS4 Discharge) | ILR400298 | Chloride | 500 | mg/L | WQ Standards | Variable | MS4 | 9, 67, 220 | (tons/day) | WLA = Mid-Range Flows, Moist Conditions, High Flows. (Grouped MS4 WLA)
DuPage River/Salt Creek Watershed | DuPage River | GB-11, GB-16 | BOLINGBROOK WRF #2 | 001 | IL0032735 | Fecal Coliform | 200 | cfu/100ml | WQ Standard | 3/ 7.5 | DAF/DMF | (45 / 23) / (114 / 57) | Billion cfu/d | WLA = Moist Conditions to Low Flows – Design Average Flow (single sample maximum/ geomean standard) / High Flows – Design Maximum Flow (single sample maximum geomean standard).
DuPage River/Salt Creek Watershed | DuPage River | GB-11, GB-16 | BOLINGBROOK WRF #3 | 001 | IL0069744 | CBOD | 20 | mg/L | permit monthly average limit | 2.8 current, 4.2 future/ 7.0 current, 10.5 future | DAF/DMF | 350 / 350 | (lbs/day) | Other TMDL modeling scenarios that could be used to meet the TMDLs as long as the allocations are consistent between the permits and the TMDLs. Shown in column M as WLA Scenario 2 / Scenario 3.
DuPage River/Salt Creek Watershed | DuPage River | GB-11, GB-16 | BOLINGBROOK WRF #3 | 001 | IL0069744 | Chloride | 500 | mg/L | WQ Standards | 4.2/ 10.5 | DAF/DMF (future conditions) | 9 / 22 | tons/day | WLA = Moist Conditions to Low Flows – Design Average Flow (single sample maximum/ geomean standard) / High Flows – Design Maximum Flow (single sample maximum geomean standard).
DuPage River/Salt Creek Watershed | DuPage River | GB-11, GB-16 | BOLINGBROOK WRF #3 | 001 | IL0069744 | Fecal Coliform | 200 | cfu/100ml | WQ Standard | 2.8 current, 4.2 future/ 7.0 current, 10.5 future | DAF/DMF | (64 / 32) / (159 / 79) | Billion cfu/d | WLA = Moist Conditions to Low Flows – Design Average Flow (single sample maximum/ geomean standard) / High Flows – Design Maximum Flow (single sample maximum geomean standard).
DuPage River/Salt Creek Watershed | DuPage River | GB-11, GB-16 | BOLINGBROOK WRF #3 | 001 | IL0069744 | Total Ammonia | 1.5 | mg/L | permit monthly average limit | 2.8 current, 4.2 future/ 7.0 current, 10.5 future | DAF/DMF | 53 / 53 | (lbs/day) | Other TMDL modeling scenarios that could be used to meet the TMDLs as long as the allocations are consistent between the permits and the TMDLs. Shown in column M as WLA Scenario 2 / Scenario 3.
DuPage River/Salt Creek Watershed | DuPage River | GB-11, GB-16 | BOLINGBROOK WRF #3 | 001 | IL0069744 | Total Phosphorus | 1 | mg/L | permit monthly average limit | 2.8 current, 4.2 future/ 7.0 current, 10.5 future | DAF/DMF | 35 / 35 | (lbs/day) | Other TMDL modeling scenarios that could be used to meet the TMDLs as long as the allocations are consistent between the permits and the TMDLs. Shown in column M as WLA Scenario 2 / Scenario 3.
DuPage River/Salt Creek Watershed |  |  | Broadview Village | Various (MS4 Discharge) | ILR400167 | Chloride | 500 | mg/L | WQ Standards | Variable | MS4 | 9, 67, 220 | (tons/day) | WLA = Mid-Range Flows, Moist Conditions, High Flows. (Grouped MS4 WLA)
DuPage River/Salt Creek Watershed | Salt Creek | GL-19 | BROOKFIELD CSOS | 001/002/003/005/006/007 | ILM580032 | Fecal Coliform | 200 | cfu/100ml | WQ Standard | 341 | maximum CSO volume, April 2013 | (1,878 / 939 – discharges to GL-09) (11,039 / 5,520 – discharges to GL-19) (5,891 / 2,945 discharges to GLA-02) | Billion cfu/d | MWRD-permitted facilities are combined into one categorical WLA. CSOs are only allowed to discharge 4 times per year at this level. Maximum CSO volumes from 2013-2015 DMRs. WLA = High Flows –Design Maximum Flow (single sample maximum/ geomean standard)
DuPage River/Salt Creek Watershed |  |  | Brookfield Village | Various (MS4 Discharge) | ILR400302 | Chloride | 500 | mg/L | WQ Standards | Variable | MS4 | 9, 67, 220 | (tons/day) | WLA = Mid-Range Flows, Moist Conditions, High Flows. (Grouped MS4 WLA)
DuPage River/Salt Creek Watershed | DuPage River, West Branch DuPage River | GB-11, GB-16, GBK-05 | CAROL STREAM STP | B01 | IL0026352 | Fecal Coliform | 200 | cfu/100ml | WQ Standard | 6.5/ 13.0 | DAF/DMF | (98 / 49) / (197 / 98) | Billion cfu/d | WLA = Moist Conditions to Low Flows – Design Average Flow (single sample maximum/ geomean standard) / High Flows – Design Maximum Flow (single sample maximum geomean standard).
DuPage River/Salt Creek Watershed |  |  | Carol Stream Village | Various (MS4 Discharge) | ILR400308 | Chloride | 500 | mg/L | WQ Standards | Variable | MS4 | 9, 67, 220 | (tons/day) | WLA = Mid-Range Flows, Moist Conditions, High Flows. (Grouped MS4 WLA)
DuPage River/Salt Creek Watershed |  |  | Channahon Township | Various (MS4 Discharge) | ILR400027 | Chloride | 500 | mg/L | WQ Standards | Variable | MS4 | 9, 67, 220 | (tons/day) | WLA = Mid-Range Flows, Moist Conditions, High Flows. (Grouped MS4 WLA)
DuPage River/Salt Creek Watershed |  |  | Channahon Village | Various (MS4 Discharge) | ILR400623 | Chloride | 500 | mg/L | WQ Standards | Variable | MS4 | 9, 67, 220 | (tons/day) | WLA = Mid-Range Flows, Moist Conditions, High Flows. (Grouped MS4 WLA)
DuPage River/Salt Creek Watershed |  |  | Clarendon Hills Village | Various (MS4 Discharge) | ILR400175 | Chloride | 500 | mg/L | WQ Standards | Variable | MS4 | 9, 67, 220 | (tons/day) | WLA = Mid-Range Flows, Moist Conditions, High Flows. (Grouped MS4 WLA)
DuPage River/Salt Creek Watershed |  |  | Cook County Highway | Various (MS4 Discharge) | ILR400485 | Chloride | 500 | mg/L | WQ Standards | Variable | MS4 | 9, 67, 220 | (tons/day) | WLA = Mid-Range Flows, Moist Conditions, High Flows. (Grouped MS4 WLA)
DuPage River/Salt Creek Watershed |  |  | Crest Hill | Various (MS4 Discharge) | ILR400319 | Chloride | 500 | mg/L | WQ Standards | Variable | MS4 | 9, 67, 220 | (tons/day) | WLA = Mid-Range Flows, Moist Conditions, High Flows. (Grouped MS4 WLA)
DuPage River/Salt Creek Watershed |  |  | Crystal Lawn Subdivision | Various (MS4 Discharge) | ILR400561 | Chloride | 500 | mg/L | WQ Standards | Variable | MS4 | 9, 67, 220 | (tons/day) | WLA = Mid-Range Flows, Moist Conditions, High Flows. (Grouped MS4 WLA)
DuPage River/Salt Creek Watershed |  |  | Darien City | Various (MS4 Discharge) | ILR400180 | Chloride | 500 | mg/L | WQ Standards | Variable | MS4 | 9, 67, 220 | (tons/day) | WLA = Mid-Range Flows, Moist Conditions, High Flows. (Grouped MS4 WLA)
DuPage River/Salt Creek Watershed | DuPage River, East Branch DuPage River | GB-11, GB-16, GBL-10 | DOWNERS GROVE SD WTC | B01 | IL0028380 | Fecal Coliform | 200 | cfu/100ml | WQ Standard | 11/ 22.0 | DAF/DMF | (167 / 83) / (333 / 167) | Billion cfu/d | WLA = Moist Conditions to Low Flows – Design Average Flow (single sample maximum/ geomean standard) / High Flows – Design Maximum Flow (single sample maximum geomean standard).
DuPage River/Salt Creek Watershed |  |  | Downers Grove Township | Various (MS4 Discharge) | ILR400040 | Chloride | 500 | mg/L | WQ Standards | Variable | MS4 | 9, 67, 220 | (tons/day) | WLA = Mid-Range Flows, Moist Conditions, High Flows. (Grouped MS4 WLA)
DuPage River/Salt Creek Watershed |  |  | Downers Grove Village | Various (MS4 Discharge) | ILR400183 | Chloride | 500 | mg/L | WQ Standards | Variable | MS4 | 9, 67, 220 | (tons/day) | WLA = Mid-Range Flows, Moist Conditions, High Flows. (Grouped MS4 WLA)
DuPage River/Salt Creek Watershed |  |  | DuPage County | Various (MS4 Discharge) | ILR400502 | Chloride | 500 | mg/L | WQ Standards | Variable | MS4 | 9, 67, 220 | (tons/day) | WLA = Mid-Range Flows, Moist Conditions, High Flows. (Grouped MS4 WLA)
DuPage River/Salt Creek Watershed | DuPage River, West Branch DuPage River | GB-11, GB-16, GBK-05, GBK-09 | DUPAGE COUNTY-CASCADE STP | 001 | IL0028428 | Fecal Coliform | 200 | cfu/100ml | WQ Standard | 0.00585/ 0.0234 | DAF/DMF | (0.1 / 0.05) / (0.4 / 0.2) | Billion cfu/d | WLA = Moist Conditions to Low Flows – Design Average Flow (single sample maximum/ geomean standard) / High Flows – Design Maximum Flow (single sample maximum geomean standard).
DuPage River/Salt Creek Watershed | Salt Creek | GL-09, GL-19 | DUPAGE COUNTY-NORDIC PARK STP | 001 | IL0028398 | Fecal Coliform | 200 | cfu/100ml | WQ Standard | 0.5/ 1.0 | DAF/DMF | (42586) / (15 / 8) | Billion cfu/d | WLA = Moist Conditions to Low Flows – Design Average Flow (single sample maximum/ geomean standard) / High Flows – Design Maximum Flow (single sample maximum geomean standard).
DuPage River/Salt Creek Watershed | DuPage River | GB-11, GB-16 | DUPAGE COUNTY-WOODRIDGE STP | 001 | IL0031844 | Fecal Coliform | 200 | cfu/100ml | WQ Standard | 12/ 28.6 | DAF/DMF | (182 / 91) / (433 / 217) | Billion cfu/d | WLA = Moist Conditions to Low Flows – Design Average Flow (single sample maximum/ geomean standard) / High Flows – Design Maximum Flow (single sample maximum geomean standard).
DuPage River/Salt Creek Watershed |  |  | DuPage Township | Various (MS4 Discharge) | ILR400042 | Chloride | 500 | mg/L | WQ Standards | Variable | MS4 | 9, 67, 220 | (tons/day) | WLA = Mid-Range Flows, Moist Conditions, High Flows. (Grouped MS4 WLA)
DuPage River/Salt Creek Watershed |  |  | Elk Grove Township | Various (MS4 Discharge) | ILR400048 | Chloride | 500 | mg/L | WQ Standards | Variable | MS4 | 9, 67, 220 | (tons/day) | WLA = Mid-Range Flows, Moist Conditions, High Flows. (Grouped MS4 WLA)
DuPage River/Salt Creek Watershed |  |  | Elk Grove Village | Various (MS4 Discharge) | ILR400334 | Chloride | 500 | mg/L | WQ Standards | Variable | MS4 | 9, 67, 220 | (tons/day) | WLA = Mid-Range Flows, Moist Conditions, High Flows. (Grouped MS4 WLA)
DuPage River/Salt Creek Watershed |  |  | Elmhurst | Various (MS4 Discharge) | ILR400187 | Chloride | 500 | mg/L | WQ Standards | Variable | MS4 | 9, 67, 220 | (tons/day) | WLA = Mid-Range Flows, Moist Conditions, High Flows. (Grouped MS4 WLA)
DuPage River/Salt Creek Watershed | Salt Creek | GL-09, GL-19 | ELMHURST WWTP | 001 | IL0028746 | Fecal Coliform | 200 | cfu/100ml | WQ Standard | 8/ 20.0 | DAF/DMF | (121 / 61) / (303 / 151) | Billion cfu/d | WLA = Moist Conditions to Low Flows – Design Average Flow (single sample maximum/ geomean standard) / High Flows – Design Maximum Flow (single sample maximum geomean standard).
DuPage River/Salt Creek Watershed |  |  | Franklin Park Village | Various (MS4 Discharge) | ILR400195 | Chloride | 500 | mg/L | WQ Standards | Variable | MS4 | 9, 67, 220 | (tons/day) | WLA = Mid-Range Flows, Moist Conditions, High Flows. (Grouped MS4 WLA)
DuPage River/Salt Creek Watershed |  |  | Geneva | Various (MS4 Discharge) | ILR400341 | Chloride | 500 | mg/L | WQ Standards | Variable | MS4 | 9, 67, 220 | (tons/day) | WLA = Mid-Range Flows, Moist Conditions, High Flows. (Grouped MS4 WLA)
DuPage River/Salt Creek Watershed |  |  | Geneva Township | Various (MS4 Discharge) | ILR400056 | Chloride | 500 | mg/L | WQ Standards | Variable | MS4 | 9, 67, 220 | (tons/day) | WLA = Mid-Range Flows, Moist Conditions, High Flows. (Grouped MS4 WLA)
DuPage River/Salt Creek Watershed |  |  | Glen Ellyn Village | Various (MS4 Discharge) | ILR400199 | Chloride | 500 | mg/L | WQ Standards | Variable | MS4 | 9, 67, 220 | (tons/day) | WLA = Mid-Range Flows, Moist Conditions, High Flows. (Grouped MS4 WLA)
DuPage River/Salt Creek Watershed | DuPage River, East Branch DuPage River | GB-11, GB-16, GBL-10 | GLENBARD WW AUTH-GLENBARD | 001 | IL0021547 | Fecal Coliform | 200 | cfu/100ml | WQ Standard | 16.02/ 47 | DAF/DMF | (243 / 121) / (712 / 356) | Billion cfu/d | WLA = Moist Conditions to Low Flows – Design Average Flow (single sample maximum/ geomean standard) / High Flows – Design Maximum Flow (single sample maximum geomean standard).
DuPage River/Salt Creek Watershed | DuPage River, East Branch DuPage River | GB-11, GB-16, GBL-10 | GLENBARD WW AUTH-LOMBARD | 001 | IL0022471 | Fecal Coliform | 200 | cfu/100ml | WQ Standard | 0.8 | 2013-2015 average DMR flows. | (12 / 6) / (12 / 6) | Billion cfu/d | WLA = Moist Conditions to Low Flows – Design Average Flow (single sample maximum/ geomean standard) / High Flows – Design Maximum Flow (single sample maximum geomean standard).
DuPage River/Salt Creek Watershed | DuPage River, East Branch DuPage River | GBL-08, GBL- 10, GB-16, GB-11 | GLENBARD WW AUTH-LOMBARD | 002/003 (CSOs) | IL0022471 | Fecal Coliform | 200 | cfu/100ml | WQ Standard | 24.6 | (maximum CSO volume, February 2014). | (372 / 186) | Billion cfu/d | WLA= High Flows –Design Maximum Flow (single sample maximum/ geomean standard)
DuPage River/Salt Creek Watershed | DuPage River, East Branch DuPage River | GB-11, GB-16. GBL-10 | GLENDALE HEIGHTS STP | B01 | IL0028967 | Fecal Coliform | 200 | cfu/100ml | WQ Standard | 5.26/ 10.52 | DAF/DMF | (80 / 40) / (159 / 80) | Billion cfu/d | WLA = Moist Conditions to Low Flows – Design Average Flow (single sample maximum/ geomean standard) / High Flows – Design Maximum Flow (single sample maximum geomean standard).
DuPage River/Salt Creek Watershed |  |  | Glendale Heights Village | Various (MS4 Discharge) | ILR400342 | Chloride | 500 | mg/L | WQ Standards | Variable | MS4 | 9, 67, 220 | (tons/day) | WLA = Mid-Range Flows, Moist Conditions, High Flows. (Grouped MS4 WLA)
DuPage River/Salt Creek Watershed | DuPage River, West Branch DuPage River | GB-11, GB-16, GBK-05, GBK-09 | HANOVER PARK STP #1 | B01 | IL0034479 | Fecal Coliform | 200 | cfu/100ml | WQ Standard | 2.42/ 8.68 | DAF/DMF | (37 / 18) / (131 / 66) | Billion cfu/d | WLA = Moist Conditions to Low Flows – Design Average Flow (single sample maximum/ geomean standard) / High Flows – Design Maximum Flow (single sample maximum geomean standard).
DuPage River/Salt Creek Watershed |  |  | Hanover Park Village | Various (MS4 Discharge) | ILR400347 | Chloride | 500 | mg/L | WQ Standards | Variable | MS4 | 9, 67, 220 | (tons/day) | WLA = Mid-Range Flows, Moist Conditions, High Flows. (Grouped MS4 WLA)
DuPage River/Salt Creek Watershed |  |  | Hanover Township | Various (MS4 Discharge) | ILR400063 | Chloride | 500 | mg/L | WQ Standards | Variable | MS4 | 9, 67, 220 | (tons/day) | WLA = Mid-Range Flows, Moist Conditions, High Flows. (Grouped MS4 WLA)
DuPage River/Salt Creek Watershed |  |  | Hillside Village | Various (MS4 Discharge) | ILR400354 | Chloride | 500 | mg/L | WQ Standards | Variable | MS4 | 9, 67, 220 | (tons/day) | WLA = Mid-Range Flows, Moist Conditions, High Flows. (Grouped MS4 WLA)
DuPage River/Salt Creek Watershed |  |  | Hinsdale Village | Various (MS4 Discharge) | ILR400355 | Chloride | 500 | mg/L | WQ Standards | Variable | MS4 | 9, 67, 220 | (tons/day) | WLA = Mid-Range Flows, Moist Conditions, High Flows. (Grouped MS4 WLA)
DuPage River/Salt Creek Watershed |  |  | Hoffman Estates Village | Various (MS4 Discharge) | ILR400210 | Chloride | 500 | mg/L | WQ Standards | Variable | MS4 | 9, 67, 220 | (tons/day) | WLA = Mid-Range Flows, Moist Conditions, High Flows. (Grouped MS4 WLA)
DuPage River/Salt Creek Watershed |  |  | IL State Toll Highway Authority | Various (MS4 Discharge) | ILR400494 | Chloride | 500 | mg/L | WQ Standards | Variable | MS4 | 9, 67, 220 | (tons/day) | WLA = Mid-Range Flows, Moist Conditions, High Flows. (Grouped MS4 WLA)
DuPage River/Salt Creek Watershed |  |  | ILDOT Roads | Various (MS4 Discharge) | ILR400493 | Chloride | 500 | mg/L | WQ Standards | Variable | MS4 | 0.2, 2, 6 | (tons/day) | WLA = Mid-Range Flows, Moist Conditions, High Flows. (Grouped MS4 WLA)
DuPage River/Salt Creek Watershed |  |  | Illinois Department of Transportation | Various (MS4 Discharge) | ILR400493 | Chloride | 500 | mg/L | WQ Standards | Variable | MS4 | 9, 67, 220 | (tons/day) | WLA = Mid-Range Flows, Moist Conditions, High Flows. (Grouped MS4 WLA)
DuPage River/Salt Creek Watershed |  |  | Inverness Village | Various (MS4 Discharge) | ILR400359 | Chloride | 500 | mg/L | WQ Standards | Variable | MS4 | 9, 67, 220 | (tons/day) | WLA = Mid-Range Flows, Moist Conditions, High Flows. (Grouped MS4 WLA)
DuPage River/Salt Creek Watershed | Salt Creek | GL-09, GL-19 | ITASCA STP | 001 | IL0079073 | Fecal Coliform | 200 | cfu/100ml | WQ Standard | 3.2/ 8.2 | DAF/DMF | (48 / 24) / (124 / 62) | Billion cfu/d | WLA = Moist Conditions to Low Flows – Design Average Flow (single sample maximum/ geomean standard) / High Flows – Design Maximum Flow (single sample maximum geomean standard).
DuPage River/Salt Creek Watershed |  |  | Itasca Village | Various (MS4 Discharge) | ILR400360 | Chloride | 500 | mg/L | WQ Standards | Variable | MS4 | 9, 67, 220 | (tons/day) | WLA = Mid-Range Flows, Moist Conditions, High Flows. (Grouped MS4 WLA)
DuPage River/Salt Creek Watershed |  |  | Joliet | Various (MS4 Discharge) | ILR400361 | Chloride | 500 | mg/L | WQ Standards | Variable | MS4 | 9, 67, 220 | (tons/day) | WLA = Mid-Range Flows, Moist Conditions, High Flows. (Grouped MS4 WLA)
DuPage River/Salt Creek Watershed | DuPage River | GB-11 | JOLIET AUX SABLE WWTP | 001 | IL0076414 | Chloride | 500 | mg/L | WQ Standards | 3.2/ 7.8 | DAF/DMF | 7 / 16 | (tons/day) | WLA = Moist Conditions to Low Flows – Design Average Flow (single sample maximum/ geomean standard) / High Flows – Design Maximum Flow (single sample maximum geomean standard).
DuPage River/Salt Creek Watershed | DuPage River | GB-11 | JOLIET AUX SABLE WWTP | 001 | IL0076414 | Fecal Coliform | 200 | cfu/100ml | WQ Standard | 3.2/ 7.8 | DAF/DMF | (48 / 24) / (118 / 59) | Billion cfu/d | WLA = Moist Conditions to Low Flows – Design Average Flow (single sample maximum/ geomean standard) / High Flows – Design Maximum Flow (single sample maximum geomean standard).
DuPage River/Salt Creek Watershed |  |  | Joliet Township | Various (MS4 Discharge) | ILR400071 | Chloride | 500 | mg/L | WQ Standards | Variable | MS4 | 9, 67, 220 | (tons/day) | WLA = Mid-Range Flows, Moist Conditions, High Flows. (Grouped MS4 WLA)
DuPage River/Salt Creek Watershed |  |  | Kane County | Various (MS4 Discharge) | ILR400259 | Chloride | 500 | mg/L | WQ Standards | Variable | MS4 | 9, 67, 220 | (tons/day) | WLA = Mid-Range Flows, Moist Conditions, High Flows. (Grouped MS4 WLA)
DuPage River/Salt Creek Watershed |  |  | Kendall County | Various (MS4 Discharge) | ILR400261 | Chloride | 500 | mg/L | WQ Standards | Variable | MS4 | 9, 67, 220 | (tons/day) | WLA = Mid-Range Flows, Moist Conditions, High Flows. (Grouped MS4 WLA)
DuPage River/Salt Creek Watershed | Salt Creek | GL-09, GL-19 | LAGRANGE PARK CSOS | 001/002/003/004/005/006 | ILM580008 | Fecal Coliform | 200 | cfu/100ml | WQ Standard | 124 | maximum CSO volume, April 2013 | (1,878 / 939 – discharges to GL-09) (11,039 / 5,520 – discharges to GL-19) (5,891 / 2,945 discharges to GLA-02) | Billion cfu/d | MWRD-permitted facilities are combined into one categorical WLA. CSOs are only allowed to discharge 4 times per year at this level. Maximum CSO volumes from 2013-2015 DMRs. WLA = High Flows –Design Maximum Flow (single sample maximum/ geomean standard)
DuPage River/Salt Creek Watershed |  |  | LaGrange Park Village | Various (MS4 Discharge) | ILR400365 | Chloride | 500 | mg/L | WQ Standards | Variable | MS4 | 9, 67, 220 | (tons/day) | WLA = Mid-Range Flows, Moist Conditions, High Flows. (Grouped MS4 WLA)
DuPage River/Salt Creek Watershed |  |  | LaGrange Village | Various (MS4 Discharge) | ILR400364 | Chloride | 500 | mg/L | WQ Standards | Variable | MS4 | 9, 67, 220 | (tons/day) | WLA = Mid-Range Flows, Moist Conditions, High Flows. (Grouped MS4 WLA)
DuPage River/Salt Creek Watershed |  |  | Leyden Township | Various (MS4 Discharge) | ILR400076 | Chloride | 500 | mg/L | WQ Standards | Variable | MS4 | 9, 67, 220 | (tons/day) | WLA = Mid-Range Flows, Moist Conditions, High Flows. (Grouped MS4 WLA)
DuPage River/Salt Creek Watershed |  |  | Lisle Township | Various (MS4 Discharge) | ILR400079 | Chloride | 500 | mg/L | WQ Standards | Variable | MS4 | 9, 67, 220 | (tons/day) | WLA = Mid-Range Flows, Moist Conditions, High Flows. (Grouped MS4 WLA)
DuPage River/Salt Creek Watershed |  |  | Lisle Village | Various (MS4 Discharge) | ILR400376 | Chloride | 500 | mg/L | WQ Standards | Variable | MS4 | 9, 67, 220 | (tons/day) | WLA = Mid-Range Flows, Moist Conditions, High Flows. (Grouped MS4 WLA)
DuPage River/Salt Creek Watershed |  |  | Lockport Township | Various (MS4 Discharge) | ILR400080 | Chloride | 500 | mg/L | WQ Standards | Variable | MS4 | 9, 67, 220 | (tons/day) | WLA = Mid-Range Flows, Moist Conditions, High Flows. (Grouped MS4 WLA)
DuPage River/Salt Creek Watershed |  |  | Lombard Village | Various (MS4 Discharge) | ILR400378 | Chloride | 500 | mg/L | WQ Standards | Variable | MS4 | 9, 67, 220 | (tons/day) | WLA = Mid-Range Flows, Moist Conditions, High Flows. (Grouped MS4 WLA)
DuPage River/Salt Creek Watershed |  |  | Lyons Township | Various (MS4 Discharge) | ILR400082 | Chloride | 500 | mg/L | WQ Standards | Variable | MS4 | 9, 67, 220 | (tons/day) | WLA = Mid-Range Flows, Moist Conditions, High Flows. (Grouped MS4 WLA)
DuPage River/Salt Creek Watershed |  |  | Lyons Village | Various (MS4 Discharge) | ILR400220 | Chloride | 500 | mg/L | WQ Standards | Variable | MS4 | 9, 67, 220 | (tons/day) | WLA = Mid-Range Flows, Moist Conditions, High Flows. (Grouped MS4 WLA)
DuPage River/Salt Creek Watershed |  |  | Maywood Village | Various (MS4 Discharge) | ILR400384 | Chloride | 500 | mg/L | WQ Standards | Variable | MS4 | 9, 67, 220 | (tons/day) | WLA = Mid-Range Flows, Moist Conditions, High Flows. (Grouped MS4 WLA)
DuPage River/Salt Creek Watershed |  |  | Melrose Park Village | Various (MS4 Discharge) | ILR400386 | Chloride | 500 | mg/L | WQ Standards | Variable | MS4 | 9, 67, 220 | (tons/day) | WLA = Mid-Range Flows, Moist Conditions, High Flows. (Grouped MS4 WLA)
DuPage River/Salt Creek Watershed |  |  | Milton Township | Various (MS4 Discharge) | ILR400086 | Chloride | 500 | mg/L | WQ Standards | Variable | MS4 | 9, 67, 220 | (tons/day) | WLA = Mid-Range Flows, Moist Conditions, High Flows. (Grouped MS4 WLA)
DuPage River/Salt Creek Watershed |  |  | Minooka Village | Various (MS4 Discharge) | ILR400638 | Chloride | 500 | mg/L | WQ Standards | Variable | MS4 | 9, 67, 220 | (tons/day) | WLA = Mid-Range Flows, Moist Conditions, High Flows. (Grouped MS4 WLA)
DuPage River/Salt Creek Watershed | Salt Creek | GL-09, GL-10, GL-19 | MWRDGC EGAN WRP | 001 | IL0036340 | Fecal Coliform | 200 | cfu/100ml | WQ Standard | 30/ 50 | DAF/DMF | (454 / 227) / (757 / 379) | Billion cfu/d | WLA = Moist Conditions to Low Flows – Design Average Flow (single sample maximum/ geomean standard) / High Flows – Design Maximum Flow (single sample maximum geomean standard).
DuPage River/Salt Creek Watershed | DuPage River, West Branch DuPage River | GB-11, GB-16, GBK-05, GBK-09 | MWRDGC HANOVER PARK STP | 007 | IL0036137 | Fecal Coliform | 200 | cfu/100ml | WQ Standard | 12/ 22 | DAF/DMF | (182 / 91) / (333 / 167) | Billion cfu/d | WLA = Moist Conditions to Low Flows – Design Average Flow (single sample maximum/ geomean standard) / High Flows – Design Maximum Flow (single sample maximum geomean standard).
DuPage River/Salt Creek Watershed | Salt Creek, Addison Creek | GL-19, GLA-02 | MWRDGC STICKNEY WRP CSOS | 150 | IL0028053 | Fecal Coliform | 200 | cfu/100ml | WQ Standard | 389 | maximum CSO volume, October 2014 | (1,878 / 939 – discharges to GL-09) (11,039 / 5,520 – discharges to GL-19) (5,891 / 2,945 discharges to GLA-02) | Billion cfu/d | MWRD-permitted facilities are combined into one categorical WLA. CSOs are only allowed to discharge 4 times per year at this level. Maximum CSO volumes from 2013-2015 DMRs. WLA = High Flows –Design Maximum Flow (single sample maximum/ geomean standard)
DuPage River/Salt Creek Watershed |  |  | NA-AU-SAY Township | Various (MS4 Discharge) | ILR400594 | Chloride | 500 | mg/L | WQ Standards | Variable | MS4 | 9, 67, 220 | (tons/day) | WLA = Mid-Range Flows, Moist Conditions, High Flows. (Grouped MS4 WLA)
DuPage River/Salt Creek Watershed |  |  | Naperville | Various (MS4 Discharge) | ILR400396 | Chloride | 500 | mg/L | WQ Standards | Variable | MS4 | 9, 67, 220 | (tons/day) | WLA = Mid-Range Flows, Moist Conditions, High Flows. (Grouped MS4 WLA)
DuPage River/Salt Creek Watershed | DuPage River | GB-11, GB-16 | NAPERVILLE SPRING-BROOK WRC | 001 | IL0034061 | CBOD | 10 | mg/L | permit monthly average limit | 26.25 current, 30 future/55.13 current, 63 future | DAF/DMF | 1,877 / 2,503 | (lbs/day) | Other TMDL modeling scenarios that could be used to meet the TMDLs as long as the allocations are consistent between the permits and the TMDLs. Shown in column M as WLA Scenario 2 / Scenario 3.
DuPage River/Salt Creek Watershed | DuPage River | GB-11, GB-16 | NAPERVILLE SPRING-BROOK WRC | 001 | IL0034061 | Chloride | 500 | mg/L | WQ Standards | 30/ 63 | DAF/DMF (future conditions) | 63 / 131 | tons/day | WLA = Moist Conditions to Low Flows – Design Average Flow (single sample maximum/ geomean standard) / High Flows – Design Maximum Flow (single sample maximum geomean standard).
DuPage River/Salt Creek Watershed | DuPage River | GB-11, GB-16 | NAPERVILLE SPRING-BROOK WRC | 001 | IL0034061 | Fecal Coliform | 200 | cfu/100ml | WQ Standard | 26.25 current, 30 future/55.13 current, 63 future | DAF/DMF | (454 / 227) / (954 / 477) | Billion cfu/d | WLA = Moist Conditions to Low Flows – Design Average Flow (single sample maximum/ geomean standard) / High Flows – Design Maximum Flow (single sample maximum geomean standard).
DuPage River/Salt Creek Watershed | DuPage River | GB-11, GB-16 | NAPERVILLE SPRING-BROOK WRC | 001 | IL0034061 | Total Ammonia | 1.4 | mg/L | permit monthly average limit | 26.25 current, 30 future/55.13 current, 63 future | DAF/DMF | 350 / 350 | (lbs/day) | Other TMDL modeling scenarios that could be used to meet the TMDLs as long as the allocations are consistent between the permits and the TMDLs. Shown in column M as WLA Scenario 2 / Scenario 3.
DuPage River/Salt Creek Watershed | DuPage River | GB-11, GB-16 | NAPERVILLE SPRING-BROOK WRC | 001 | IL0034061 | Total Phosphorus | 1 | mg/L | permit monthly average limit | 26.25 current, 30 future/55.13 current, 63 future | DAF/DMF | 250 / 250 | (lbs/day) | Other TMDL modeling scenarios that could be used to meet the TMDLs as long as the allocations are consistent between the permits and the TMDLs. Shown in column M as WLA Scenario 2 / Scenario 3.
DuPage River/Salt Creek Watershed |  |  | Naperville Township | Various (MS4 Discharge) | ILR400092 | Chloride | 500 | mg/L | WQ Standards | Variable | MS4 | 9, 67, 220 | (tons/day) | WLA = Mid-Range Flows, Moist Conditions, High Flows. (Grouped MS4 WLA)
DuPage River/Salt Creek Watershed |  |  | North Riverside Village | Various (MS4 Discharge) | ILR400229 | Chloride | 500 | mg/L | WQ Standards | Variable | MS4 | 9, 67, 220 | (tons/day) | WLA = Mid-Range Flows, Moist Conditions, High Flows. (Grouped MS4 WLA)
DuPage River/Salt Creek Watershed |  |  | Northlake | Various (MS4 Discharge) | ILR400406 | Chloride | 500 | mg/L | WQ Standards | Variable | MS4 | 9, 67, 220 | (tons/day) | WLA = Mid-Range Flows, Moist Conditions, High Flows. (Grouped MS4 WLA)
DuPage River/Salt Creek Watershed |  |  | Oak Brook Village | Various (MS4 Discharge) | ILR400407 | Chloride | 500 | mg/L | WQ Standards | Variable | MS4 | 9, 67, 220 | (tons/day) | WLA = Mid-Range Flows, Moist Conditions, High Flows. (Grouped MS4 WLA)
DuPage River/Salt Creek Watershed |  |  | Oakbrook Terrace City | Various (MS4 Discharge) | ILR400232 | Chloride | 500 | mg/L | WQ Standards | Variable | MS4 | 9, 67, 220 | (tons/day) | WLA = Mid-Range Flows, Moist Conditions, High Flows. (Grouped MS4 WLA)
DuPage River/Salt Creek Watershed |  |  | Oswego Township | Various (MS4 Discharge) | ILR400104 | Chloride | 500 | mg/L | WQ Standards | Variable | MS4 | 9, 67, 220 | (tons/day) | WLA = Mid-Range Flows, Moist Conditions, High Flows. (Grouped MS4 WLA)
DuPage River/Salt Creek Watershed |  |  | Oswego Village | Various (MS4 Discharge) | ILR400415 | Chloride | 500 | mg/L | WQ Standards | Variable | MS4 | 9, 67, 220 | (tons/day) | WLA = Mid-Range Flows, Moist Conditions, High Flows. (Grouped MS4 WLA)
DuPage River/Salt Creek Watershed |  |  | Palatine Township | Various (MS4 Discharge) | ILR400107 | Chloride | 500 | mg/L | WQ Standards | Variable | MS4 | 9, 67, 220 | (tons/day) | WLA = Mid-Range Flows, Moist Conditions, High Flows. (Grouped MS4 WLA)
DuPage River/Salt Creek Watershed |  |  | Palatine Village | Various (MS4 Discharge) | ILR400416 | Chloride | 500 | mg/L | WQ Standards | Variable | MS4 | 9, 67, 220 | (tons/day) | WLA = Mid-Range Flows, Moist Conditions, High Flows. (Grouped MS4 WLA)
DuPage River/Salt Creek Watershed | DuPage River | GB-11, GB-16 | PLAINFIELD NORTH STP | 001 | IL0074373 | Chloride | 500 | mg/L | WQ Standards | 7.5/ 15.0 | DAF/DMF | 16 / 31 | (tons/day) | WLA = Moist Conditions to Low Flows – Design Average Flow (single sample maximum/ geomean standard) / High Flows – Design Maximum Flow (single sample maximum geomean standard).
DuPage River/Salt Creek Watershed | DuPage River | GB-11, GB-16 | PLAINFIELD NORTH STP | 001 | IL0074373 | Fecal Coliform | 200 | cfu/100ml | WQ Standard | 7.5/ 15.0 | DAF/DMF | (114 / 57) / (227 /114) | Billion cfu/d | WLA = Moist Conditions to Low Flows – Design Average Flow (single sample maximum/ geomean standard) / High Flows – Design Maximum Flow (single sample maximum geomean standard).
DuPage River/Salt Creek Watershed | DuPage River | GB-16 | PLAINFIELD NORTH STP | 001 | IL0074373 | CBOD | 20 | mg/L | permit monthly average limit | 7.5/ 15.0 | DAF/DMF | 626 / 626 | (lbs/day) | Other TMDL modeling scenarios that could be used to meet the TMDLs as long as the allocations are consistent between the permits and the TMDLs. Shown in column M as WLA Scenario 2 / Scenario 3.
DuPage River/Salt Creek Watershed | DuPage River | GB-16 | PLAINFIELD NORTH STP | 001 | IL0074373 | Total Ammonia | 1.5 | mg/L | permit monthly average limit | 7.5/ 15.0 | DAF/DMF | 94 / 94 | (lbs/day) | Other TMDL modeling scenarios that could be used to meet the TMDLs as long as the allocations are consistent between the permits and the TMDLs. Shown in column M as WLA Scenario 2 / Scenario 3.
DuPage River/Salt Creek Watershed | DuPage River | GB-16 | PLAINFIELD NORTH STP | 001 | IL0074373 | Total Phosphorus | 1 | mg/L | permit monthly average limit | 7.5/ 15.0 | DAF/DMF | 63 / 63 | (lbs/day) | Other TMDL modeling scenarios that could be used to meet the TMDLs as long as the allocations are consistent between the permits and the TMDLs. Shown in column M as WLA Scenario 2 / Scenario 3.
DuPage River/Salt Creek Watershed |  |  | Plainfield Township | Various (MS4 Discharge) | ILR400111 | Chloride | 500 | mg/L | WQ Standards | Variable | MS4 | 9, 67, 220 | (tons/day) | WLA = Mid-Range Flows, Moist Conditions, High Flows. (Grouped MS4 WLA)
DuPage River/Salt Creek Watershed |  |  | Plainfield Village | Various (MS4 Discharge) | ILR400426 | Chloride | 500 | mg/L | WQ Standards | Variable | MS4 | 9, 67, 220 | (tons/day) | WLA = Mid-Range Flows, Moist Conditions, High Flows. (Grouped MS4 WLA)
DuPage River/Salt Creek Watershed |  |  | Proviso Township | Various (MS4 Discharge) | ILR400112 | Chloride | 500 | mg/L | WQ Standards | Variable | MS4 | 9, 67, 220 | (tons/day) | WLA = Mid-Range Flows, Moist Conditions, High Flows. (Grouped MS4 WLA)
DuPage River/Salt Creek Watershed |  |  | Rockdale Village | Various (MS4 Discharge) | ILR400433 | Chloride | 500 | mg/L | WQ Standards | Variable | MS4 | 9, 67, 220 | (tons/day) | WLA = Mid-Range Flows, Moist Conditions, High Flows. (Grouped MS4 WLA)
DuPage River/Salt Creek Watershed |  |  | Rolling Meadows | Various (MS4 Discharge) | ILR400435 | Chloride | 500 | mg/L | WQ Standards | Variable | MS4 | 9, 67, 220 | (tons/day) | WLA = Mid-Range Flows, Moist Conditions, High Flows. (Grouped MS4 WLA)
DuPage River/Salt Creek Watershed |  |  | Romeoville Village | Various (MS4 Discharge) | ILR400436 | Chloride | 500 | mg/L | WQ Standards | Variable | MS4 | 9, 67, 220 | (tons/day) | WLA = Mid-Range Flows, Moist Conditions, High Flows. (Grouped MS4 WLA)
DuPage River/Salt Creek Watershed | Salt Creek | GL-09, GL-19 | ROSELLE STP | B01 | IL0030813 | Fecal Coliform | 200 | cfu/100ml | WQ Standard | 2/ 4 | DAF/DMF | (30 / 15) / (61 / 30) | Billion cfu/d | WLA = Moist Conditions to Low Flows – Design Average Flow (single sample maximum/ geomean standard) / High Flows – Design Maximum Flow (single sample maximum geomean standard).
DuPage River/Salt Creek Watershed |  |  | Roselle Village | Various (MS4 Discharge) | ILR400437 | Chloride | 500 | mg/L | WQ Standards | Variable | MS4 | 9, 67, 220 | (tons/day) | WLA = Mid-Range Flows, Moist Conditions, High Flows. (Grouped MS4 WLA)
DuPage River/Salt Creek Watershed | DuPage River, West Branch DuPage River | GB-11, GB-16, GBK-05, GBK-09 | ROSELLE-BOTTERMAN WWTF | 001 | IL0048721 | Fecal Coliform | 200 | cfu/100ml | WQ Standard | 1.22/ 4.60 | DAF/DMF | (18 / 9) / (70 / 35) | Billion cfu/d | WLA = Moist Conditions to Low Flows – Design Average Flow (single sample maximum/ geomean standard) / High Flows – Design Maximum Flow (single sample maximum geomean standard).
DuPage River/Salt Creek Watershed | Salt Creek | GL-09, GL-19 | SALT CREEK SANITARY DISTRICT | 001/002 | IL0030953 | Fecal Coliform | 200 | cfu/100ml | WQ Standard | 3.3/ 8.0 | DAF/DMF | (50 / 25) / (121 / 61) | Billion cfu/d | WLA = Moist Conditions to Low Flows – Design Average Flow (single sample maximum/ geomean standard) / High Flows – Design Maximum Flow (single sample maximum geomean standard).
DuPage River/Salt Creek Watershed |  |  | Schaumburg Township | Various (MS4 Discharge) | ILR400122 | Chloride | 500 | mg/L | WQ Standards | Variable | MS4 | 9, 67, 220 | (tons/day) | WLA = Mid-Range Flows, Moist Conditions, High Flows. (Grouped MS4 WLA)
DuPage River/Salt Creek Watershed |  |  | Schaumburg Village | Various (MS4 Discharge) | ILR400443 | Chloride | 500 | mg/L | WQ Standards | Variable | MS4 | 9, 67, 220 | (tons/day) | WLA = Mid-Range Flows, Moist Conditions, High Flows. (Grouped MS4 WLA)
DuPage River/Salt Creek Watershed |  |  | Shorewood Village | Various (MS4 Discharge) | ILR400445 | Chloride | 500 | mg/L | WQ Standards | Variable | MS4 | 9, 67, 220 | (tons/day) | WLA = Mid-Range Flows, Moist Conditions, High Flows. (Grouped MS4 WLA)
DuPage River/Salt Creek Watershed |  |  | South Barrington Village | Various (MS4 Discharge) | ILR400648 | Chloride | 500 | mg/L | WQ Standards | Variable | MS4 | 9, 67, 220 | (tons/day) | WLA = Mid-Range Flows, Moist Conditions, High Flows. (Grouped MS4 WLA)
DuPage River/Salt Creek Watershed |  |  | St Charles | Various (MS4 Discharge) | ILR400454 | Chloride | 500 | mg/L | WQ Standards | Variable | MS4 | 9, 67, 220 | (tons/day) | WLA = Mid-Range Flows, Moist Conditions, High Flows. (Grouped MS4 WLA)
DuPage River/Salt Creek Watershed |  |  | St Charles Township | Various (MS4 Discharge) | ILR400131 | Chloride | 500 | mg/L | WQ Standards | Variable | MS4 | 9, 67, 220 | (tons/day) | WLA = Mid-Range Flows, Moist Conditions, High Flows. (Grouped MS4 WLA)
DuPage River/Salt Creek Watershed |  |  | Stone Park Village | Various (MS4 Discharge) | ILR400248 | Chloride | 500 | mg/L | WQ Standards | Variable | MS4 | 9, 67, 220 | (tons/day) | WLA = Mid-Range Flows, Moist Conditions, High Flows. (Grouped MS4 WLA)
DuPage River/Salt Creek Watershed | Salt Creek | GL-09, GL-19 | STONEWALL UTILITY COMPANY - STP | 001 | IL0052817 | Fecal Coliform | 200 | cfu/100ml | WQ Standard | 0.01/ 0.07 | DAF/DMF | (0.2 / 0.1) / (1.1 / 0.5) | Billion cfu/d | WLA = Moist Conditions to Low Flows – Design Average Flow (single sample maximum/ geomean standard) / High Flows – Design Maximum Flow (single sample maximum geomean standard).
DuPage River/Salt Creek Watershed |  |  | Streamwood Village | Various (MS4 Discharge) | ILR400456 | Chloride | 500 | mg/L | WQ Standards | Variable | MS4 | 9, 67, 220 | (tons/day) | WLA = Mid-Range Flows, Moist Conditions, High Flows. (Grouped MS4 WLA)
DuPage River/Salt Creek Watershed |  |  | Troy Township | Various (MS4 Discharge) | ILR400141 | Chloride | 500 | mg/L | WQ Standards | Variable | MS4 | 9, 67, 220 | (tons/day) | WLA = Mid-Range Flows, Moist Conditions, High Flows. (Grouped MS4 WLA)
DuPage River/Salt Creek Watershed |  |  | Villa Park Village | Various (MS4 Discharge) | ILR400463 | Chloride | 500 | mg/L | WQ Standards | Variable | MS4 | 9, 67, 220 | (tons/day) | WLA = Mid-Range Flows, Moist Conditions, High Flows. (Grouped MS4 WLA)
DuPage River/Salt Creek Watershed | Salt Creek | GL-09, GL-19 | VILLA PARK WET WEATHER STP | 001/002/003/004 (CSOs) | IL0033618 | Fecal Coliform | 200 | cfu/100ml | WQ Standard | 38.5 | maximum CSO volume, based on annual average discharge and 4 events per year | (583 / 291) | Billion cfu/d | WLA = High Flows –Design Maximum Flow (single sample maximum/ geomean standard)
DuPage River/Salt Creek Watershed | Salt Creek | GL-09, GL-19 | VILLAGE OF LAGRANGE CSOS | 001/002/003 | ILM580009 | Fecal Coliform | 200 | cfu/100ml | WQ Standard |  | No reported CSO volume | (1,878 / 939 – discharges to GL-09) (11,039 / 5,520 – discharges to GL-19) (5,891 / 2,945 discharges to GLA-02) | Billion cfu/d | MWRD-permitted facilities are combined into one categorical WLA. CSOs are only allowed to discharge 4 times per year at this level. Maximum CSO volumes from 2013-2015 DMRs. WLA = High Flows –Design Maximum Flow (single sample maximum/ geomean standard)
DuPage River/Salt Creek Watershed | Salt Creek | GL-09, GL-19 | VILLAGE OF WESTERN SPRINGS CSOS | 001/002 Overflows | IL0045039 | Fecal Coliform | 200 | cfu/100ml | WQ Standard |  | No reported CSO volume | (0 / 0) | Billion cfu/d | WLA = High Flows –Design Maximum Flow (single sample maximum/ geomean standard)
DuPage River/Salt Creek Watershed |  |  | Warrenville | Various (MS4 Discharge) | ILR400274 | Chloride | 500 | mg/L | WQ Standards | Variable | MS4 | 9, 67, 220 | (tons/day) | WLA = Mid-Range Flows, Moist Conditions, High Flows. (Grouped MS4 WLA)
DuPage River/Salt Creek Watershed |  |  | Wayne Township | Various (MS4 Discharge) | ILR400149 | Chloride | 500 | mg/L | WQ Standards | Variable | MS4 | 9, 67, 220 | (tons/day) | WLA = Mid-Range Flows, Moist Conditions, High Flows. (Grouped MS4 WLA)
DuPage River/Salt Creek Watershed |  |  | Wayne Village | Various (MS4 Discharge) | ILR400500 | Chloride | 500 | mg/L | WQ Standards | Variable | MS4 | 9, 67, 220 | (tons/day) | WLA = Mid-Range Flows, Moist Conditions, High Flows. (Grouped MS4 WLA)
DuPage River/Salt Creek Watershed |  |  | West Chicago | Various (MS4 Discharge) | ILR400466 | Chloride | 500 | mg/L | WQ Standards | Variable | MS4 | 9, 67, 220 | (tons/day) | WLA = Mid-Range Flows, Moist Conditions, High Flows. (Grouped MS4 WLA)
DuPage River/Salt Creek Watershed | DuPage River, West Branch DuPage River | GB-11, GB-16, GBK-05 | WEST CHICAGO STP | B01 | IL0023469 | Fecal Coliform | 200 | cfu/100ml | WQ Standard | 7.64/ 20.3 | DAF/DMF | (116 / 58) / (307 / 154) | Billion cfu/d | WLA = Moist Conditions to Low Flows – Design Average Flow (single sample maximum/ geomean standard) / High Flows – Design Maximum Flow (single sample maximum geomean standard).
DuPage River/Salt Creek Watershed |  |  | Westchester Village | Various (MS4 Discharge) | ILR400468 | Chloride | 500 | mg/L | WQ Standards | Variable | MS4 | 9, 67, 220 | (tons/day) | WLA = Mid-Range Flows, Moist Conditions, High Flows. (Grouped MS4 WLA)
DuPage River/Salt Creek Watershed |  |  | Western Springs Village | Various (MS4 Discharge) | ILR400469 | Chloride | 500 | mg/L | WQ Standards | Variable | MS4 | 9, 67, 220 | (tons/day) | WLA = Mid-Range Flows, Moist Conditions, High Flows. (Grouped MS4 WLA)
DuPage River/Salt Creek Watershed |  |  | Westmont Village | Various (MS4 Discharge) | ILR400254 | Chloride | 500 | mg/L | WQ Standards | Variable | MS4 | 9, 67, 220 | (tons/day) | WLA = Mid-Range Flows, Moist Conditions, High Flows. (Grouped MS4 WLA)
DuPage River/Salt Creek Watershed |  |  | Wheatland Township | Various (MS4 Discharge) | ILR400152 | Chloride | 500 | mg/L | WQ Standards | Variable | MS4 | 9, 67, 220 | (tons/day) | WLA = Mid-Range Flows, Moist Conditions, High Flows. (Grouped MS4 WLA)
DuPage River/Salt Creek Watershed |  |  | Wheaton | Various (MS4 Discharge) | ILR400470 | Chloride | 500 | mg/L | WQ Standards | Variable | MS4 | 9, 67, 220 | (tons/day) | WLA = Mid-Range Flows, Moist Conditions, High Flows. (Grouped MS4 WLA)
DuPage River/Salt Creek Watershed | DuPage River, West Branch DuPage River, Spring Brook, | GB-11, GB-16, GBK-05, GBKA-01 | WHEATON S.D. | 001 | IL0031739 | Fecal Coliform | 200 | cfu/100ml | WQ Standard | 8.9/ 19.1 | DAF/DMF | (135 / 67) / (289 /145) | Billion cfu/d | WLA = Moist Conditions to Low Flows – Design Average Flow (single sample maximum/ geomean standard) / High Flows – Design Maximum Flow (single sample maximum geomean standard).
DuPage River/Salt Creek Watershed |  |  | Wheeling Township | Various (MS4 Discharge) | ILR400153 | Chloride | 500 | mg/L | WQ Standards | Variable | MS4 | 9, 67, 220 | (tons/day) | WLA = Mid-Range Flows, Moist Conditions, High Flows. (Grouped MS4 WLA)
DuPage River/Salt Creek Watershed |  |  | Will County | Various (MS4 Discharge) | ILR400272 | Chloride | 500 | mg/L | WQ Standards | Variable | MS4 | 9, 67, 220 | (tons/day) | WLA = Mid-Range Flows, Moist Conditions, High Flows. (Grouped MS4 WLA)
DuPage River/Salt Creek Watershed |  |  | Winfield Township | Various (MS4 Discharge) | ILR400155 | Chloride | 500 | mg/L | WQ Standards | Variable | MS4 | 9, 67, 220 | (tons/day) | WLA = Mid-Range Flows, Moist Conditions, High Flows. (Grouped MS4 WLA)
DuPage River/Salt Creek Watershed |  |  | Winfield Village | Various (MS4 Discharge) | ILR400474 | Chloride | 500 | mg/L | WQ Standards | Variable | MS4 | 9, 67, 220 | (tons/day) | WLA = Mid-Range Flows, Moist Conditions, High Flows. (Grouped MS4 WLA)
DuPage River/Salt Creek Watershed |  |  | Wood Dale | Various (MS4 Discharge) | ILR400478 | Chloride | 500 | mg/L | WQ Standards | Variable | MS4 | 9, 67, 220 | (tons/day) | WLA = Mid-Range Flows, Moist Conditions, High Flows. (Grouped MS4 WLA)
DuPage River/Salt Creek Watershed | Salt Creek | GL-09, GL-19 | WOOD DALE NORTH STP | 001 | IL0020061 | Fecal Coliform | 200 | cfu/100ml | WQ Standard | 1.97/ 3.93 | DAF/DMF | (30 / 15) / (60 / 30) | Billion cfu/d | WLA = Moist Conditions to Low Flows – Design Average Flow (single sample maximum/ geomean standard) / High Flows – Design Maximum Flow (single sample maximum geomean standard).
DuPage River/Salt Creek Watershed | Salt Creek | GL-09, GL-19 | WOOD DALE SOUTH STP | 001 | IL0034274 | Fecal Coliform | 200 | cfu/100ml | WQ Standard | 1.13/ 2.33 | DAF/DMF | (17 / 9) / (35 / 18) | Billion cfu/d | WLA = Moist Conditions to Low Flows – Design Average Flow (single sample maximum/ geomean standard) / High Flows – Design Maximum Flow (single sample maximum geomean standard).
DuPage River/Salt Creek Watershed |  |  | Woodridge Village | Various (MS4 Discharge) | ILR400480 | Chloride | 500 | mg/L | WQ Standards | Variable | MS4 | 9, 67, 220 | (tons/day) | WLA = Mid-Range Flows, Moist Conditions, High Flows. (Grouped MS4 WLA)
DuPage River/Salt Creek Watershed |  |  | York Township | Various (MS4 Discharge) | ILR400159 | Chloride | 500 | mg/L | WQ Standards | Variable | MS4 | 9, 67, 220 | (tons/day) | WLA = Mid-Range Flows, Moist Conditions, High Flows. (Grouped MS4 WLA)
DuPage River/Salt Creek Watershed | DuPage River | GB-11 |  |  |  | Fecal coliform | 200 | cfu/100ml | WQ Standard | Variable | MS4 | 339, 1931, 5641 / 172, 967, 2819 | billion cfu/day | WLA = Mid-Range Flows, Moist Conditions, High Flows. Single sample maximum standard / geomean standard. (Grouped MS4 WLA)
DuPage River/Salt Creek Watershed | DuPage River | GB-16 |  |  |  | Fecal coliform | 200 | cfu/100ml | WQ Standard | Variable | MS4 | 1148, 3547 / 576, 1771 | billion cfu/day | WLA = Moist Conditions, High Flows. Single sample maximum standard / geomean standard. (Grouped MS4 WLA)
DuPage River/Salt Creek Watershed | West Branch DuPage River | GBK-05 |  |  |  | Fecal coliform | 200 | cfu/100ml | WQ Standard | Variable | MS4 | 54, 594, 2349 / 28, 298, 1174 | billion cfu/day | WLA = Mid-Range Flows, Moist Conditions, High Flows. Single sample maximum standard / geomean standard. (Grouped MS4 WLA)
DuPage River/Salt Creek Watershed | West Branch DuPage River | GBK-09 |  |  |  | Fecal coliform | 200 | cfu/100ml | WQ Standard | Variable | MS4 | 0.97, 205, 741 / 0.97, 103, 370 | billion cfu/day | WLA = Mid-Range Flows, Moist Conditions, High Flows. Single sample maximum standard / geomean standard. (Grouped MS4 WLA)
DuPage River/Salt Creek Watershed | West Branch DuPage River | GBK-14 |  |  |  | Fecal coliform | 200 | cfu/100ml | WQ Standard | Variable | MS4 | 19.8, 29.7, 42.6, 73, 200 / 9.9, 13.9, 21.8, 36.6, 100 | billion cfu/day | WLA = Low Flows, Dry Conditions, Mid-Range Flows, Moist Conditions, High Flows. Single sample maximum standard / geomean standard. (Grouped MS4 WLA)
DuPage River/Salt Creek Watershed | Spring Brook | GBKA |  |  |  | Fecal coliform | 200 | cfu/100ml | WQ Standard | Variable | MS4 | 29, 40, 57, 93, 202 / 14, 21, 29, 47, 101 | billion cfu/day | WLA = Low Flows, Dry Conditions, Mid-Range Flows, Moist Conditions, High Flows. Single sample maximum standard / geomean standard. (Grouped MS4 WLA)
DuPage River/Salt Creek Watershed | Spring Brook | GBKA-01 |  |  |  | Fecal coliform | 200 | cfu/100ml | WQ Standard | Variable | MS4 | 27, 62 / 13.7, 30 | billion cfu/day | WLA = Moist Conditions, High Flows. Single sample maximum standard / geomean standard. (Grouped MS4 WLA)
DuPage River/Salt Creek Watershed | East Branch DuPage River | GBL-10 |  |  |  | Fecal coliform | 200 | cfu/100ml | WQ Standard | Variable | MS4 | 89, 457, 1086 / 45.5, 230, 543 | billion cfu/day | WLA = Mid-Range Flows, Moist Conditions, High Flows. Single sample maximum standard / geomean standard. (Grouped MS4 WLA)
DuPage River/Salt Creek Watershed | Salt Creek | GL-09 |  |  |  | Fecal coliform | 200 | cfu/100ml | WQ Standard | Variable | MS4 | 160, 1007, 1176 / 79, 502, 586 | billion cfu/day | WLA = Mid-Range Flows, Moist Conditions, High Flows. Single sample maximum standard / geomean standard. (Grouped MS4 WLA)
DuPage River/Salt Creek Watershed | Salt Creek | GL-10 |  |  |  | Fecal coliform | 200 | cfu/100ml | WQ Standard | Variable | MS4 | 87, 1424 / 43.6, 712 | billion cfu/day | WLA = Moist Conditions, High Flows. Single sample maximum standard / geomean standard. (Grouped MS4 WLA)
DuPage River/Salt Creek Watershed | Salt Creek | GL-19 |  |  |  | Fecal coliform | 200 | cfu/100ml | WQ Standard | Variable | MS4 | 332, 1375, 5017 / 164, 687, 2506 | billion cfu/day | WLA = Mid-Range Flows, Moist Conditions, High Flows. Single sample maximum standard / geomean standard. (Grouped MS4 WLA)
DuPage River/Salt Creek Watershed | Addison Creek | GLA-02 |  |  |  | Fecal coliform | 200 | cfu/100ml | WQ Standard | Variable | MS4 | 52, 210, 702 / 26, 104, 350 | billion cfu/day | WLA = Mid-Range Flows, Moist Conditions, High Flows. Single sample maximum standard / geomean standard. (Grouped MS4 WLA)
Evergreen Lake | Evergreen Lake | SDA | McLean County Parks and Recreation | 001 | IL0036391 | Phosphorus, Total | 4 | mg/L | TMDL Recommendation | 0.004 |  | 0.14 | lbs./d | 50 lbs./yr, monitoring suggested/ Wrong DAF (should be 0.022), used Prairie View DAF
Evergreen Lake | Evergreen Lake | SDA | Prairie View Home Owners Association | 001 | IL0074365 | Phosphorus, Total | 1 | mg/L | TMDL Recommendation | 0.022 |  | 0.18 | lbs./d | 65 lbs./yr, monitoring suggested/ Wrong DAF (should be 0.004), used Mclean County Park DAF
Fox River | Fox River | CH-02 | Olney STP | 001 | IL0048755 | CBOD | [5 empty] | 30 | lbs./d | DAF is 2.2 MGD
Fox River | Fox River | CH-02 | Olney STP | 001 | IL0048755 | NH4 | [5 empty] | 5 | lbs./d | DAF is 2.2 MGD
Galena\Sinsinewa Rivers | Galena River | IL_MQ-01 | Galena - South STP | 001 | IL0075191 | Fecal Coliform | 200 | cfu/100 ml | WQ Standard | 1.17/4.24 | DAF/DMF | 32108 | mil. col./ d | WQS - Geometric Mean
Glen Shoals/Hillsboro Lakes | Glen Shoals Lake | ROL | Irving STP | 001 | ILG580189 | Phosphorus, Total | 4 | mg/L | TMDL Modeling | 0.075 | DAF | 2.43 | lbs./d | Estimate
Greenville/Coffee Lakes | Coffeen Lake | ROG | Ameren Energy- Newton | 001 | IL0000108 | Phosphorus, Total | 0.072 | mg/L | Permit application conc. | 0.0085 | Permit application | 0.005 | lbs./d | Estimate based on current load/ TMDL says kg/d, but should be lbs./d
Highland Silver Lake | Highland Silver Lake | ROZA | Highland Water Treatment Plant | 001 | IL0001112 | Phosphorus, Total | 0.42 | mg/L | Personal communication | 0.063 | Permit application | 0.22 | lbs./d | Personal communication
Hodges Creek | Hodges Creek | DAG-02 | Chesterfield STP | 001 | IL0071331 | CBOD | 25 | mg/L | Effluent Limit | 0.026 | DAF | 5.4 | lbs./d | Limit
Hodges Creek | Hodges Creek | DAG-02 | Girard STP | 001 | IL0028932 | Ammonia, Total | 1.5-4.0 | mg/L | Effluent Limit | 0.55 | DAF | 718 | lbs./d | Depending on what month for ammonia limits
Hodges Creek | Hodges Creek | DAG-02 | Girard STP | 001 | IL0028932 | CBOD | 10 | mg/L | Effluent Limit | 0.55 | DAF | 45.9 | lbs./d | Limit
Hodges Creek | Hodges Creek | DAG-02 | Girard STP | A01 | IL0028932 | CBOD | 25 | mg/L | Effluent Limit | 0.1375 | 10% of DMF | 29 | lbs./d | 30 BOD limit translated to 25 CBOD
Hodges Creek | Hodges Creek | DAG-02 | Hettick STP | 001 | ILG580219 | CBOD | 25 | mg/L | Effluent Limit | 0.0282 | DAF | 5.9 | lbs./d | Limit
Hodges Creek | Hodges Creek | RDF | Otter Lake Water Commission WTP | 001 | IL0042552 | Phosphorus, Total | 2 | mg/L | Personal communication | 0.045 | Average Flow | 0.75 | lbs./d | Personal communication
Hodges Creek | Hodges Creek | DAG-02 | Palmyra STP | 001 | ILG580177 | CBOD | 25 | mg/L | Effluent Limit | 0.12 | DAF | 25 | lbs./d | Limit
Kankakee River | Iroquois River | FL-02 | Central High School and Nashville Middle School | 001 | IL0037206 | Fecal Coliform | 200 | cfu/100 ml | WQ Standard | 0.01/ 0.026 | DAF/DMF | 76/ 197 | mil. col./ d | Exemption. WLA calculated at downstream end of exempted reach or end of effluent pipe.
Kankakee River | Iroquois River, Sugar Creek | FLI-02, FL-02, FL-05 | Cissna Park STP | 001 | IL0042391 | Fecal Coliform | 200 | cfu/100 ml | WQ Standard | 0.1/ 0.25 | DAF/DMF | 757/ 1893 | mil. col./ d | Exemption. WLA calculated at downstream end of exempted reach or end of effluent pipe.
Kankakee River | Iroquois River | FL-02 | Clifton STP | 001 | IL0049573 | Fecal Coliform | 200 | cfu/100 ml | WQ Standard | 0.2/ 0.5 | DAF/DMF | 1514/ 3785 | mil. col./ d | Exemption. WLA calculated at downstream end of exempted reach or end of effluent pipe.
Kankakee River | Iroquois River | FL-02, FL-05 | Gilman-North STP | 001 | IL0025062 | Fecal Coliform | 200 | cfu/100 ml | WQ Standard | 0.5/ 1.15 | DAF/DMF | 3785/ 8706 | mil. col./ d | Exemption. WLA calculated at downstream end of exempted reach or end of effluent pipe.
Kankakee River | Iroquois River | FL-02, FL-05 | IL DOT I-57 Iroquois County | 001 | ILG551072 | Fecal Coliform | 200 | cfu/100 ml | WQ Standard | 0.02/ 0.0375 | DAF/DMF | 151/ 284 | mil. col./ d | Exemption. WLA calculated at downstream end of exempted reach or end of effluent pipe.
Kankakee River | Iroquois River | FL-02 | Iroquois Mobile Estates | 001 | IL0047040 | Fecal Coliform | 200 | cfu/100 ml | WQ Standard | 0.01/ 0.025 | DAF/DMF | 76/ 189 | mil. col./ d | Exemption. WLA calculated at downstream end of exempted reach or end of effluent pipe.
Kankakee River | Iroquois River | FL-02 | Kankakee County | Various (MS4 Discharge) | ILR400260 | Fecal Coliform | 200 | cfu/100 ml | WQ Standard | Variable | MS4 | 0.83 | mil. col./ d | based on drainage area 0.68 square miles
Kankakee River | Iroquois River | FL-02 | Kankakee, City of | Various (MS4 Discharge) | ILR400363 | Fecal Coliform | 200 | cfu/100 ml | WQ Standard | Variable | MS4 | 0.84 | mil. col./ d | based on drainage area 0.69 square miles
Kankakee River | Iroquois River | FL-02, FL-05 | Merkle-Knipprath | 001 | ILG551007 | Fecal Coliform | 200 | cfu/100 ml | WQ Standard | 0.02/ 0.0375 | DAF/DMF | 151/ 284 | mil. col./ d | Exemption. WLA calculated at downstream end of exempted reach or end of effluent pipe.
Kankakee River | Iroquois River, Sugar Creek | FLI-02, FL-02, FL-05 | Milford STP | 001 | IL0023272 | Fecal Coliform | 200 | cfu/100 ml | WQ Standard | 0.2/ 1.3 | DAF/DMF | 1514/ 9841 | mil. col./ d | Exemption
Kankakee River | Iroquois River, Sugar Creek | FLI-02, FL-02, FL-05 | Milford STP | A01 | IL0023272 | Fecal Coliform | 200 | cfu/100 ml | WQ Standard |  | 2006 max observ. Flow | 13.48 | mil. col./ d
Kankakee River | Iroquois River | FL-02, FL-05 | Onarga STP | 001 | IL0076813 | Fecal Coliform | 200 | cfu/100 ml | WQ Standard | 0.25/ 0.878 | DAF/DMF | 1893/ 6646 | mil. col./ d | Exemption
Kankakee River | Iroquois River | FL-02, FL-05 | Prairieview Lutheran Home | 001 | IL0037397 | Fecal Coliform | 200 | cfu/100 ml | WQ Standard | 0.01/ 0.03 | DAF/DMF | 76/ 227 | mil. col./ d | Exemption. WLA calculated at downstream end of exempted reach or end of effluent pipe.
Kankakee River | Iroquois River, Sugar Creek | FLI-02, FL-02, FL-05 | Rankin STP | 001 | ILG580122 | Fecal Coliform | 200 | cfu/100 ml | WQ Standard | 0.08/ 0.304 | DAF/DMF | 606/ 2301 | mil. col./ d | Exemption. WLA calculated at downstream end of exempted reach or end of effluent pipe.
Kankakee River | Iroquois River | FL-02, FL-05 | Swissland Packing Company | 001 | IL0065358 | Fecal Coliform | 200 | cfu/100 ml | WQ Standard | 0.03/ 0.03 | DAF/DMF | 227/ 227 | mil. col./ d | Permit limit 400, Brothers Future now terminated.
Kankakee River | Iroquois River | FL-04, FL-02, FL-05 | Watseka STP | 001 | IL0022161 | Fecal Coliform | 200 | cfu/100 ml | WQ Standard | 1.6/ 4 | DAF/DMF | 12112/ 30280 | mil. col./ d | Permit limit is 400
Kankakee River | Iroquois River | FL-04, FL-02, FL-05 | Watseka STP | A01 | IL0022161 | Fecal Coliform | 200 | cfu/100 ml | WQ Standard |  | 2006 max observ. Flow | 37.85 | mil. col./ d | Permit limit is 400
Kaskaskia- East Fork II | Kaskaskia- East Fork | OK-01 | Alma STP | 001 | IL0076422 | Fecal Coliform | 200 | cfu/100 ml | WQ Standard | 0.05 | DAF | 379 | mil. col./ d | Exemption
Kaskaskia- East Fork II | Kaskaskia- East Fork | OK-01 | Farina STP | 001 | ILG580047 | Fecal Coliform | 200 | cfu/100 ml | WQ Standard | 0.105 | DAF | 785 | mil. col./ d | Exemption. WLA calculated at downstream end of exempted reach or end of effluent pipe.
Kaskaskia- East Fork II | Kaskaskia- East Fork | OK-01 | Kinmundy STP | 001 | ILG580123 | Fecal Coliform | 200 | cfu/100 ml | WQ Standard | 0.146 | DAF | 1105 | mil. col./ d | Exemption. WLA calculated at downstream end of exempted reach or end of effluent pipe.
Kaskaskia- East Fork II | Kaskaskia- East Fork | OK-01 | St. Peter East STP | 001 | ILG580007 | Fecal Coliform | 200 | cfu/100 ml | WQ Standard | 0.042 | DAF | 318 | mil. col./ d | Exemption. WLA calculated at downstream end of exempted reach or end of effluent pipe.
Kaskaskia- Lower | Kaskaskia River | O-20 | ADDIEVILLE STP | 001 | IL0049140 | Fecal Coliform | 200 | cfu/100ml | WQ Standard | 0.033/ 0.083 | DAF/DMF | 250/ 628 | mil. col./ d | 001 has limit of 400
Kaskaskia- Lower | Kaskaskia River | O-30 | Adorers of the Blood of Christ | 001 | IL0026948 | Fecal Coliform | 200 | cfu/100ml | WQ Standard | 0.03/ 0.114 | DAF/DMF | 227/ 863 | mil. col./ d | 002 has exemption too. WLA calculated at downstream end of exempted reach or end of effluent pipe.
Kaskaskia- Lower | Kaskaskia River | O-30 | ALHAMBRA STP | 001 | ILG580004 | Fecal Coliform | 200 | cfu/100ml | WQ Standard | 0.0725/ 0.288 | DAF/DMF | 549/ 2180 | mil. col./ d | Exemption. WLA calculated at downstream end of exempted reach or end of effluent pipe.
Kaskaskia- Lower | Kaskaskia River | O-20 | Ameren- Coffeen Power Station | D01 | IL0000108 | Fecal Coliform | 200 | cfu/100ml | WQ Standard | 0.0085/ 0.03 | DAF/DMF | 64/ 227 | mil. col./ d | There is no limit in the permit. WLA calculated at downstream end of exempted reach or end of effluent pipe.
Kaskaskia- Lower | Kaskaskia River | O-20 | Arthur STP | 001 | IL0021741 | Fecal Coliform | 200 | cfu/100ml | WQ Standard | 0.5/ 1.25 | DAF/DMF | 3785/ 9464 | mil. col./ d | Exemption. WLA calculated at downstream end of exempted reach or end of effluent pipe.
Kaskaskia- Lower | Kaskaskia River | O-20 | Atwood STP | 001 | IL0025097 | Fecal Coliform | 200 | cfu/100ml | WQ Standard | 0.2/ 0.5 | DAF/DMF | 1514/ 3785 | mil. col./ d | A01 has to monitor for fecal. Exemption. WLA calculated at downstream end of exempted reach or end of effluent pipe.
Kaskaskia- Lower | Kaskaskia River | O-30 | Baldwin STP | 001 | IL0027219 | Fecal Coliform | 200 | cfu/100ml | WQ Standard | 0.051/ 0.128 | DAF/DMF | 386/ 969 | mil. col./ d | Exemption. WLA calculated at downstream end of exempted reach or end of effluent pipe.
Kaskaskia- Lower | Kaskaskia River | O-20 | BARTELSO STP | 001 | ILG580003 | Fecal Coliform | 200 | cfu/100ml | WQ Standard | 0.0668/ 0.167 | DAF/DMF | 506/ 1264 | mil. col./ d | Exemption. WLA calculated at downstream end of exempted reach or end of effluent pipe.
Kaskaskia- Lower | Kaskaskia River | O-20 | Beckemeyer STP | 001 | IL0021270 | Fecal Coliform | 200 | cfu/100ml | WQ Standard | 0.125/ 0.408 | DAF/DMF | 946/ 3089 | mil. col./ d | Exemption. WLA calculated at downstream end of exempted reach or end of effluent pipe.
Kaskaskia- Lower | Kaskaskia River | O-20 | BEECHER CITY STP | 001 | IL0063878 | Fecal Coliform | 200 | cfu/100ml | WQ Standard | 0.052/ 0.105 | DAF/DMF | 394/ 795 | mil. col./ d | Exemption. WLA calculated at downstream end of exempted reach or end of effluent pipe.
Kaskaskia- Lower | Kaskaskia River | O-30 | Belleville STP #1 | 001 | IL0021873 | Fecal Coliform | 200 | cfu/100ml | WQ Standard | 8/ 16 | DAF/DMF | 60566/ 121133 | mil. col./ d | Has limit of 400/ A01 has limit of 401. WLA calculated at downstream end of exempted reach or end of effluent pipe.
Kaskaskia- Lower | Kaskaskia River | O-20 | Bement STP | 001 | IL0032549 | Fecal Coliform | 200 | cfu/100ml | WQ Standard | 0.176/ 0.48 | DAF/DMF | 1332/ 3634 | mil. col./ d | 002 has limit of 400. WLA calculated at downstream end of exempted reach or end of effluent pipe.
Kaskaskia- Lower | Kaskaskia River | O-20 | Bethany STP | 001 | IL0023051 | Fecal Coliform | 200 | cfu/100ml | WQ Standard | 0.2/ 0.404 | DAF/DMF | 1514/ 3059 | mil. col./ d | A01 has limit of 400. Exemption. WLA calculated at downstream end of exempted reach or end of effluent pipe.
Kaskaskia- Lower | Kaskaskia River | O-20 | BROWNSTOWN STP | 001 | ILG580027 | Fecal Coliform | 200 | cfu/100ml | WQ Standard | 0.1/ 0.327 | DAF/DMF | 757/ 2476 | mil. col./ d | Exemption. WLA calculated at downstream end of exempted reach or end of effluent pipe.
Kaskaskia- Lower | Kaskaskia River | O-20 | Carlyle STP | 001 | IL0027901 | Fecal Coliform | 200 | cfu/100ml | WQ Standard | 1.4/ 3.2 | DAF/DMF | 10599/ 24227 | mil. col./ d | Has limit of 400
Kaskaskia- Lower | Kaskaskia River | O-30 | Caseyville Township East STP | 001 | IL0021083 | Fecal Coliform | 200 | cfu/100ml | WQ Standard | 4.4/ 11.39 | DAF/DMF | 33312/ 86231 | mil. col./ d | A01 has limit of 400. Exemption. WLA calculated at downstream end of exempted reach or end of effluent pipe.
Kaskaskia- Lower | Kaskaskia River | O-20 | Central City STP | 001 | IL0024899 | Fecal Coliform | 200 | cfu/100ml | WQ Standard | 0.304/ 1.267 | DAF/DMF | 2302/ 9592 | mil. col./ d | Exemption
Kaskaskia- Lower | Kaskaskia River | O-20 | Centralia STP | 001 | IL0027979 | Fecal Coliform | 200 | cfu/100ml | WQ Standard | 3.15/ 4.5 | DAF/DMF | 23848/ 34069 | mil. col./ d | A01 has limit of 400. Exemption. WLA calculated at downstream end of exempted reach or end of effluent pipe.
Kaskaskia- Lower | Kaskaskia River | O-20 | Centralia-Kaskaskia College | 001 | IL0029335 | Fecal Coliform | 200 | cfu/100ml | WQ Standard | 0.125/ 0.312 | DAF/DMF | 946/ 2362 | mil. col./ d | Exemption. WLA calculated at downstream end of exempted reach or end of effluent pipe.
Kaskaskia- Lower | Kaskaskia River | O-20 | CERRO GORDO STP | 001 | ILG580066 | Fecal Coliform | 200 | cfu/100ml | WQ Standard | 0.2/ 0.5 | DAF/DMF | 1514/ 3785 | mil. col./ d | Exemption. WLA calculated at downstream end of exempted reach or end of effluent pipe.
Kaskaskia- Lower | Kaskaskia River | O-30 | CLANAHAN TRAILER PARK | 001 | IL0052256 | Fecal Coliform | 200 | cfu/100ml | WQ Standard | 0.0042/ 0.01 | DAF/DMF | 32/ 76 | mil. col./ d | Terminated, had exemption. WLA calculated at downstream end of exempted reach or end of effluent pipe.
Kaskaskia- Lower | Kaskaskia River | O-20 | Coe-Wilborn Creek | 001 | IL0025895 | Fecal Coliform | 200 | cfu/100ml | WQ Standard | 0.015/ 0.0375 | DAF/DMF | 114/ 284 | mil. col./ d | Terminated
Kaskaskia- Lower | Kaskaskia River | O-20 | Coffeen STP | 001 | ILG580243 | Fecal Coliform | 200 | cfu/100ml | WQ Standard | 0.1/ 0.864 | DAF/DMF | 757/ 6541 | mil. col./ d | Exemption. WLA calculated at downstream end of exempted reach or end of effluent pipe.
Kaskaskia- Lower | Kaskaskia River | O-20 | Corps of Engr- Carlyle Boulder | 001 | IL0025933 | Fecal Coliform | 200 | cfu/100ml | WQ Standard | 0.001 |  | 8 | mil. col./ d | DAF is 0.02 DAF and there is a limit of 400 in the permit
Kaskaskia- Lower | Kaskaskia River | O-20 | COUNTRY SCHOOL MHP | 001 | ILG551055 | Fecal Coliform | 200 | cfu/100ml | WQ Standard | 0.0024/ 0.006 | DAF/DMF | 18/ 45 | mil. col./ d | Exemption. WLA calculated at downstream end of exempted reach or end of effluent pipe.
Kaskaskia- Lower | Kaskaskia River | O-30 | COUNTRYVIEW COURT-SPARTA | 001 | IL0046019 | Fecal Coliform | 200 | cfu/100ml | WQ Standard | 0.011/ 0.028 | DAF/DMF | 83/ 212 | mil. col./ d | 001 has limit of 400
Kaskaskia- Lower | Kaskaskia River | O-20 | Cowden STP | 001 | IL0028231 | Fecal Coliform | 200 | cfu/100ml | WQ Standard | 0.075 | DAF | 568 | mil. col./ d | 001 and A01 have limit of 400. WLA calculated at downstream end of exempted reach or end of effluent pipe.
Kaskaskia- Lower | Kaskaskia River | O-20 | DALTON CITY STP | 001 | IL0046281 | Fecal Coliform | 200 | cfu/100ml | WQ Standard | 0.075/ 0.185 | DAF/DMF | 568/ 1401 | mil. col./ d | Exemption. WLA calculated at downstream end of exempted reach or end of effluent pipe.
Kaskaskia- Lower | Kaskaskia River | O-30 | DUTCH HOLLOW VILLAGE, INC. | 001 | IL0046663 | Fecal Coliform | 200 | cfu/100ml | WQ Standard | 0.08/ 0.2 | DAF/DMF | 606/ 1514 | mil. col./ d | 001 has limit of 400
Kaskaskia- Lower | Kaskaskia River | O-30 | Dynegy Midwest Generation- Bald | A01 | IL0000043 | Fecal Coliform | 200 | cfu/100ml | WQ Standard | 0.01375/ 0.04 | DAF/DMF | 104/ 303 | mil. col./ d | There is no limit in the permit
Kaskaskia- Lower | Kaskaskia River | O-30 | ELLIS GROVE STP | 001 | ILG580145 | Fecal Coliform | 200 | cfu/100ml | WQ Standard | 0.0247/ 0.041 | DAF/DMF | 187/ 310 | mil. col./ d | Exemption. WLA calculated at downstream end of exempted reach or end of effluent pipe.
Kaskaskia- Lower | Kaskaskia River | O-30 | Evansville STP | 001 | IL0021440 | Fecal Coliform | 200 | cfu/100ml | WQ Standard | 0.17/ 0.425 | DAF/DMF | 1287/ 3218 | mil. col./ d | Has limit of 400
Kaskaskia- Lower | Kaskaskia River | O-20 | FARINA STP | 001 | ILG580047 | Fecal Coliform | 200 | cfu/100ml | WQ Standard | 0.062/ 0.105 | DAF/DMF | 469/ 795 | mil. col./ d | Exemption. WLA calculated at downstream end of exempted reach or end of effluent pipe.
Kaskaskia- Lower | Kaskaskia River | O-30 | Fayetteville STP | 001 | IL0020893 | Fecal Coliform | 200 | cfu/100ml | WQ Standard | 0.05/ 0.199 | DAF/DMF | 379/ 1507 | mil. col./ d | Has limit of 400
Kaskaskia- Lower | Kaskaskia River | O-20 | FILLMORE STP | 001 | IL0050156 | Fecal Coliform | 200 | cfu/100ml | WQ Standard | 0.049/ 0.195 | DAF/DMF | 371/ 1476 | mil. col./ d | 001 has limit of 400
Kaskaskia- Lower | Kaskaskia River | O-30 | Freeburg East STP | 001 | IL0020753 | Fecal Coliform | 200 | cfu/100ml | WQ Standard | 0.31/ 0.775 | DAF/DMF | 2347/ 5867 | mil. col./ d | Exemption. WLA calculated at downstream end of exempted reach or end of effluent pipe.
Kaskaskia- Lower | Kaskaskia River | O-30 | Freeburg West STP | 001 | IL0032310 | Fecal Coliform | 200 | cfu/100ml | WQ Standard | 0.4/ 1 | DAF/DMF | 3028/ 7571 | mil. col./ d | A01 has limit of 400. Exemption. WLA calculated at downstream end of exempted reach or end of effluent pipe.
Kaskaskia- Lower | Kaskaskia River | O-20 | GATEWAY RETREAT CENTER | 001 | IL0072281 | Fecal Coliform | 200 | cfu/100ml | WQ Standard | 0.016/ 0.068 | DAF/DMF | 121/ 515 | mil. col./ d | 001 has limit of 400
Kaskaskia- Lower | Kaskaskia River | O-20 | GERMANTOWN STP | 001 | ILG580186 | Fecal Coliform | 200 | cfu/100ml | WQ Standard | 0.135/ 0.33 | DAF/DMF | 1022/ 2498 | mil. col./ d | Exemption. WLA calculated at downstream end of exempted reach or end of effluent pipe.
Kaskaskia- Lower | Kaskaskia River | O-20 | Greenville STP | 001 | IL0026298 | Fecal Coliform | 200 | cfu/100ml | WQ Standard | 1.57/ 3.93 | DAF/DMF | 11886/ 29753 | mil. col./ d | 002 has limit of 400. Exemption. WLA calculated at downstream end of exempted reach or end of effluent pipe.
Kaskaskia- Lower | Kaskaskia River | O-30 | HAMEL STP | 001 | ILG580011 | Fecal Coliform | 200 | cfu/100ml | WQ Standard | 0.105/ 0.263 | DAF/DMF | 795/ 1991 | mil. col./ d | Exemption. WLA calculated at downstream end of exempted reach or end of effluent pipe.
Kaskaskia- Lower | Kaskaskia River | O-20 | HAMMOND STP | 001 | ILG580095 | Fecal Coliform | 200 | cfu/100ml | WQ Standard | 0.07/ 0.175 | DAF/DMF | 530/ 1325 | mil. col./ d | Exemption. WLA calculated at downstream end of exempted reach or end of effluent pipe.
Kaskaskia- Lower | Kaskaskia River | O-20 | HICKORY SHORES RESORT | 001 | IL0061697 | Fecal Coliform | 200 | cfu/100ml | WQ Standard | 0.01/ 0.02 | DAF/DMF | 76/ 151 | mil. col./ d | 001 has limit of 400
Kaskaskia- Lower | Kaskaskia River | O-20 | Hillsboro STP | 001 | IL0029203 | Fecal Coliform | 200 | cfu/100ml | WQ Standard | 1.045/ 3.067 | DAF/DMF | 7911/ 23220 | mil. col./ d | 002 has limit of 400. Exemption
Kaskaskia- Lower | Kaskaskia River | O-20 | HOFFMAN STP | 001 | ILG580205 | Fecal Coliform | 200 | cfu/100ml | WQ Standard | 0.06/ 0.15 | DAF/DMF | 454/ 1136 | mil. col./ d | Exemption. WLA calculated at downstream end of exempted reach or end of effluent pipe.
Kaskaskia- Lower | Kaskaskia River | O-20 | HOLIDAY INN CARLINVILLE | 001 | IL0063525 | Fecal Coliform | 200 | cfu/100ml | WQ Standard | 0.026/ 0.033 | DAF/DMF | 197/ 250 | mil. col./ d | 001 has limit of 400
Kaskaskia- Lower | Kaskaskia River | O-30 | HOPKINS PARK STP | 001 | ILG580217 | Fecal Coliform | 200 | cfu/100ml | WQ Standard | 0.25/ 0.88 | DAF/DMF | 1893/ 6662 | mil. col./ d | Exemption. WLA calculated at downstream end of exempted reach or end of effluent pipe.
Kaskaskia- Lower | Kaskaskia River | O-20 | HOYLETON STP | 001 | ILG580016 | Fecal Coliform | 200 | cfu/100ml | WQ Standard | 0.059/ 0.159 | DAF/DMF | 447/ 1204 | mil. col./ d | Exemption. WLA calculated at downstream end of exempted reach or end of effluent pipe.
Kaskaskia- Lower | Kaskaskia River | O-20 | HUMBOLT STP | 001 | ILG580051 | Fecal Coliform | 200 | cfu/100ml | WQ Standard | 0.07/ 0.175 | DAF/DMF | 530/ 1325 | mil. col./ d | Exemption. WLA calculated at downstream end of exempted reach or end of effluent pipe.
Kaskaskia- Lower | Kaskaskia River | O-20 | IL DNR-ELDON HAZLETT SP CAMPGR | 001 | IL0053996 | Fecal Coliform | 200 | cfu/100ml | WQ Standard | 0.045/ 0.11 | DAF/DMF | 341/ 833 | mil. col./ d | 001 has limit of 400
Kaskaskia- Lower | Kaskaskia River | O-20 | IL DOC-CENTRALIA CORRECTIONAL | 001 | IL0061344 | Fecal Coliform | 200 | cfu/100ml | WQ Standard | 0.234/ 0.343 | DAF/DMF | 1772/ 2597 | mil. col./ d | Exemption. WLA calculated at downstream end of exempted reach or end of effluent pipe.
Kaskaskia- Lower | Kaskaskia River | O-30 | IL DOT-I64 ST CLAIR COUNTY | 001 | IL0068314 | Fecal Coliform | 200 | cfu/100ml | WQ Standard | 0.03/ 0.18 | DAF/DMF | 227/ 1363 | mil. col./ d | Exemption. WLA calculated at downstream end of exempted reach or end of effluent pipe.
Kaskaskia- Lower | Kaskaskia River | O-20 | IRVING STP | 001 | ILG580198 | Fecal Coliform | 200 | cfu/100ml | WQ Standard | 0.075/ 0.1875 | DAF/DMF | 568/ 1420 | mil. col./ d | Exemption. WLA calculated at downstream end of exempted reach or end of effluent pipe.
Kaskaskia- Lower | Kaskaskia River | O-20 | IRVINGTON SD WWTF | 001 | ILG580006 | Fecal Coliform | 200 | cfu/100ml | WQ Standard | 0.093/ 0.33 | DAF/DMF | 704/ 2498 | mil. col./ d | Exemption. WLA calculated at downstream end of exempted reach or end of effluent pipe.
Kaskaskia- Lower | Kaskaskia River | O-20 | KEYESPORT STP | 001 | ILG580204 | Fecal Coliform | 200 | cfu/100ml | WQ Standard | 0.09/ 0.135 | DAF/DMF | 681/ 1022 | mil. col./ d | Exemption. WLA calculated at downstream end of exempted reach or end of effluent pipe.
Kaskaskia- Lower | Kaskaskia River | O-20 | KINMUNDY STP | 001 | ILG580123 | Fecal Coliform | 200 | cfu/100ml | WQ Standard | 0.146/ 0.442 | DAF/DMF | 1105/ 3346 | mil. col./ d | Exemption. WLA calculated at downstream end of exempted reach or end of effluent pipe.
Kaskaskia- Lower | Kaskaskia River | O-20 | Kraft Foods- Champaign | 001 | IL0004227 | Fecal Coliform | 200 | cfu/100ml | WQ Standard | 0.558 |  | 4225 | mil. col./ d | There is no limit in the permit
Kaskaskia- Lower | Kaskaskia River | O-30 | Lebanon STP | 001 | IL0029483 | Fecal Coliform | 200 | cfu/100ml | WQ Standard | 0.878/ 1.3 | DAF/DMF | 6647/ 9842 | mil. col./ d | Exemption. WLA calculated at downstream end of exempted reach or end of effluent pipe.
Kaskaskia- Lower | Kaskaskia River | O-30 | LENZBURG STP | 001 | ILG580013 | Fecal Coliform | 200 | cfu/100ml | WQ Standard | 0.0825/ 0.165 | DAF/DMF | 625/ 1249 | mil. col./ d | Exemption. WLA calculated at downstream end of exempted reach or end of effluent pipe.
Kaskaskia- Lower | Kaskaskia River | O-20 | Litchfield STP | 001 | IL0020621 | Fecal Coliform | 200 | cfu/100ml | WQ Standard | 3.04/ 5.835 | DAF/DMF | 23015/ 44176 | mil. col./ d | Has limit of 400/ 002 (8.1 MGD) has limit of 400/ 002 and 003 CSOs has no limit. Exemption
Kaskaskia- Lower | Kaskaskia River | O-20 | LITCHFIELD-LAKE YAEGAR REC STP | 001 | IL0054976 | Fecal Coliform | 200 | cfu/100ml | WQ Standard | 0.004/ 0.01 | DAF/DMF | 30/ 76 | mil. col./ d | 001 has limit of 400
Kaskaskia- Lower | Kaskaskia River | O-30 | LIVINGSTON STP | 001 | ILG580115 | Fecal Coliform | 200 | cfu/100ml | WQ Standard | 0.148/ 0.6678 | DAF/DMF | 1120/ 5056 | mil. col./ d | Exemption. WLA calculated at downstream end of exempted reach or end of effluent pipe.
Kaskaskia- Lower | Kaskaskia River | O-30 | MANORS AT KENSINGTON PARQUE | 001 | IL0074993 | Fecal Coliform | 200 | cfu/100ml | WQ Standard | 0.0238/ 0.0595 | DAF/DMF | 180/ 450 | mil. col./ d | 001 has limit of 400
Kaskaskia- Lower | Kaskaskia River | O-30 | Marine STP | 001 | ILG580228 | Fecal Coliform | 200 | cfu/100ml | WQ Standard | 0.24/ 0.66 | DAF/DMF | 1817/ 4997 | mil. col./ d | Exemption. WLA calculated at downstream end of exempted reach or end of effluent pipe.
Kaskaskia- Lower | Kaskaskia River | O-30 | Marissa STP | 001 | IL0024813 | Fecal Coliform | 200 | cfu/100ml | WQ Standard | 0.585/ 2.54 | DAF/DMF | 4429/ 19230 | mil. col./ d | Exemption. WLA calculated at downstream end of exempted reach or end of effluent pipe.
Kaskaskia- Lower | Kaskaskia River | O-30 | Mascoutah STP | 001 | IL0025291 | Fecal Coliform | 200 | cfu/100ml | WQ Standard | 0.965/ 2.972 | DAF/DMF | 7306/ 22500 | mil. col./ d | Exemption. WLA calculated at downstream end of exempted reach or end of effluent pipe.
Kaskaskia- Lower | Kaskaskia River | O-30 | METRO-EAST AIRPARK STP | 001 | IL0075094 | Fecal Coliform | 200 | cfu/100ml | WQ Standard | 0.0042/ 0.015 | DAF/DMF | 32/ 114 | mil. col./ d | Exemption
Kaskaskia- Lower | Kaskaskia River | O-30 | Millstadt STP | 001 | IL0032514 | Fecal Coliform | 200 | cfu/100ml | WQ Standard | 0.965/ 1.838 | DAF/DMF | 7306/ 13915 | mil. col./ d | 001 has limit of 400. WLA calculated at downstream end of exempted reach or end of effluent pipe.
Kaskaskia- Lower | Kaskaskia River | O-20 | MULBERRY GROVE SD STP | 001 | ILG580191 | Fecal Coliform | 200 | cfu/100ml | WQ Standard | 0.0864/ 0.237 | DAF/DMF | 654/ 1794 | mil. col./ d | Exemption. WLA calculated at downstream end of exempted reach or end of effluent pipe.
Kaskaskia- Lower | Kaskaskia River | O-20 | Nashville STP | 001 | IL0027081 | Fecal Coliform | 200 | cfu/100ml | WQ Standard | 0.5/ 1.7 | DAF/DMF | 3785/ 12870 | mil. col./ d | Exemption. WLA calculated at downstream end of exempted reach or end of effluent pipe.
Kaskaskia- Lower | Kaskaskia River | O-30 | New Athens MHP | 001 | IL0024601 | Fecal Coliform | 200 | cfu/100ml | WQ Standard | 0.0278/ 0.0645 | DAF/DMF | 210/ 488 | mil. col./ d | Exemption
Kaskaskia- Lower | Kaskaskia River | O-30 | New Athens WWTP | 001 | IL0021725 | Fecal Coliform | 200 | cfu/100ml | WQ Standard | 0.3/ 0.75 | DAF/DMF | 2271/ 5678 | mil. col./ d | Has limit of 400/ A01 has limit of 400
Kaskaskia- Lower | Kaskaskia River | O-20 | Nokomis STP | 001 | IL0020206 | Fecal Coliform | 200 | cfu/100ml | WQ Standard | 0.36/ 0.9 | DAF/DMF | 2725/ 6814 | mil. col./ d | Exemption. WLA calculated at downstream end of exempted reach or end of effluent pipe.
Kaskaskia- Lower | Kaskaskia River | O-20 | OAK TERRACE-BEYERS LAKE | 001 | IL0066672 | Fecal Coliform | 200 | cfu/100ml | WQ Standard | 0.09/ 0.36 | DAF/DMF | 681/ 2725 | mil. col./ d | Exemption. WLA calculated at downstream end of exempted reach or end of effluent pipe.
Kaskaskia- Lower | Kaskaskia River | O-20 | ODIN STP | 001 | ILG580187 | Fecal Coliform | 200 | cfu/100ml | WQ Standard | 0.195/ 1.8 | DAF/DMF | 1476/ 13627 | mil. col./ d | Exemption. WLA calculated at downstream end of exempted reach or end of effluent pipe.
Kaskaskia- Lower | Kaskaskia River | O-30 | O'Fallon STP | 001 | IL0021636 | Fecal Coliform | 200 | cfu/100ml | WQ Standard | 5.61/ 13.14 | DAF/DMF | 42472/ 99480 | mil. col./ d | Has limit of 400
Kaskaskia- Lower | Kaskaskia River | O-20 | OKAWVILLE STP | 001 | IL0074179 | Fecal Coliform | 200 | cfu/100ml | WQ Standard | 0.25/ 0.877 | DAF/DMF | 1893/ 6640 | mil. col./ d | Exemption
Kaskaskia- Lower | Kaskaskia River | O-20 | Pana STP | 001 | IL0022314 | Fecal Coliform | 200 | cfu/100ml | WQ Standard | 1.17/ 3.13 | DAF/DMF | 8858/ 23697 | mil. col./ d | Exemption. WLA calculated at downstream end of exempted reach or end of effluent pipe.
Kaskaskia- Lower | Kaskaskia River | O-20 | Patoka Community Unit School | 001 | IL0024376 | Fecal Coliform | 200 | cfu/100ml | WQ Standard | 0.006/ 0.008 | DAF/DMF | 45/ 61 | mil. col./ d | Terminated, had exemption. WLA calculated at downstream end of exempted reach or end of effluent pipe.
Kaskaskia- Lower | Kaskaskia River | O-20 | PATOKA STP | 001 | ILG580022 | Fecal Coliform | 200 | cfu/100ml | WQ Standard | 0.072/ 0.149 | DAF/DMF | 545/ 1128 | mil. col./ d | Exemption. WLA calculated at downstream end of exempted reach or end of effluent pipe.
Kaskaskia- Lower | Kaskaskia River | O-30 | Patterson Office Supplies | 001 | IL0067202 | Fecal Coliform | 200 | cfu/100ml | WQ Standard | 0.008 | DAF | 61 | mil. col./ d | Exemption. WLA calculated at downstream end of exempted reach or end of effluent pipe.
Kaskaskia- Lower | Kaskaskia River | O-30 | Prairie State Generating Co. | 001 | IL0046884 | Fecal Coliform | 200 | cfu/100ml | WQ Standard | 0.0018/ 0.0045 | DAF/DMF | 14/ 34 | mil. col./ d | Terminated, had exemption. WLA calculated at downstream end of exempted reach or end of effluent pipe.
Kaskaskia- Lower | Kaskaskia River | O-20 | RACCOON CONSOLIDATED SCHOOL | 001 | IL0052981 | Fecal Coliform | 200 | cfu/100ml | WQ Standard | 0.0125/ 0.031 | DAF/DMF | 95/ 235 | mil. col./ d | Exemption. WLA calculated at downstream end of exempted reach or end of effluent pipe.
Kaskaskia- Lower | Kaskaskia River | O-20 | RAMSEY LAKE STATE PARK | 001 | IL0037974 | Fecal Coliform | 200 | cfu/100ml | WQ Standard | 0.015/ 0.0375 | DAF/DMF | 114/ 284 | mil. col./ d | 001 has limit of 400, Previously had exemption. WLA calculated at downstream end of exempted reach or end of effluent pipe.
Kaskaskia- Lower | Kaskaskia River | O-20 | RAMSEY STP | 001 | ILG580222 | Fecal Coliform | 200 | cfu/100ml | WQ Standard | 0.171/ 0.632 | DAF/DMF | 1295/ 4785 | mil. col./ d | Exemption. WLA calculated at downstream end of exempted reach or end of effluent pipe.
Kaskaskia- Lower | Kaskaskia River | O-20 | Raymond STP | 001 | IL0025381 | Fecal Coliform | 200 | cfu/100ml | WQ Standard | 0.1/ 0.25 | DAF/DMF | 757/ 1893 | mil. col./ d | 002 and A01 have limit of 400. Exemption. WLA calculated at downstream end of exempted reach or end of effluent pipe.
Kaskaskia- Lower | Kaskaskia River | O-30 | Red Bud STP | 001 | IL0025348 | Fecal Coliform | 200 | cfu/100ml | WQ Standard | 0.6/ 1.2 | DAF/DMF | 4542/ 9085 | mil. col./ d | A01 has limit of 400. Exemption. WLA calculated at downstream end of exempted reach or end of effluent pipe.
Kaskaskia- Lower | Kaskaskia River | O-20 | ROCK SPRINGS LLC | 001 | ILG551052 | Fecal Coliform | 200 | cfu/100ml | WQ Standard | 0.04/ 0.1 | DAF/DMF | 303/ 757 | mil. col./ d | Exemption. WLA calculated at downstream end of exempted reach or end of effluent pipe.
Kaskaskia- Lower | Kaskaskia River | O-30 | RUMA STP | 001 | IL0063282 | Fecal Coliform | 200 | cfu/100ml | WQ Standard | 0.04/ 0.16 | DAF/DMF | 303/ 1211 | mil. col./ d | Exemption. WLA calculated at downstream end of exempted reach or end of effluent pipe.
Kaskaskia- Lower | Kaskaskia River | O-30 | SAINT JACOB STP | 001 | ILG580212 | Fecal Coliform | 200 | cfu/100ml | WQ Standard | 0.14/ 0.35 | DAF/DMF | 1060/ 2650 | mil. col./ d | Exemption. WLA calculated at downstream end of exempted reach or end of effluent pipe.
Kaskaskia- Lower | Kaskaskia River | O-30 | SAINT LIBORY WWTP | 001 | ILG580014 | Fecal Coliform | 200 | cfu/100ml | WQ Standard | 0.09/ 0.225 | DAF/DMF | 681/ 1703 | mil. col./ d | Exemption. WLA calculated at downstream end of exempted reach or end of effluent pipe.
Kaskaskia- Lower | Kaskaskia River | O-20 | Salem STP | 001 | IL0023264 | Fecal Coliform | 200 | cfu/100ml | WQ Standard | 1.672/ 3.762 | DAF/DMF | 12658/ 28481 | mil. col./ d | A01 has limit of 400. Exemption. WLA calculated at downstream end of exempted reach or end of effluent pipe.
Kaskaskia- Lower | Kaskaskia River | O-20 | Sandoval STP | 001 | IL0030961 | Fecal Coliform | 200 | cfu/100ml | WQ Standard | 0.18/ 0.45 | DAF/DMF | 1363/ 3407 | mil. col./ d | Exemption. WLA calculated at downstream end of exempted reach or end of effluent pipe.
Kaskaskia- Lower | Kaskaskia River | O-30 | Scott Air Force Base | 001 | IL0026859 | Fecal Coliform | 200 | cfu/100ml | WQ Standard | 2/ 3 | DAF/DMF | 15142/ 22712 | mil. col./ d | 002 and A01 have limit of 400. Exemption. WLA calculated at downstream end of exempted reach or end of effluent pipe.
Kaskaskia- Lower | Kaskaskia River | O-20 | Shelbyville STP | 001 | IL0021890 | Fecal Coliform | 200 | cfu/100ml | WQ Standard | 0.73/ 2 | DAF/DMF | 5527/ 15142 | mil. col./ d | Has limit and so does 002, 003, 004.
Kaskaskia- Lower | Kaskaskia River | O-30 | SMITHTON STP | 001 | ILG580026 | Fecal Coliform | 200 | cfu/100ml | WQ Standard | 0.24/ 0.6 | DAF/DMF | 1817/ 4542 | mil. col./ d | Exemption. WLA calculated at downstream end of exempted reach or end of effluent pipe.
Kaskaskia- Lower | Kaskaskia River | O-30 | SMITHTON-WILDWOOD STP | 001 | IL0061131 | Fecal Coliform | 200 | cfu/100ml | WQ Standard | 0.154/ 0.614 | DAF/DMF | 1166/ 4648 | mil. col./ d | Exemption
Kaskaskia- Lower | Kaskaskia River | O-30 | SPARTA STP | 001 | IL0066133 | Fecal Coliform | 200 | cfu/100ml | WQ Standard | 0.25/ 0.62 | DAF/DMF | 1893/ 4694 | mil. col./ d | 001 has limit of 400, Previously had exemption. WLA calculated at downstream end of exempted reach or end of effluent pipe.
Kaskaskia- Lower | Kaskaskia River | O-30 | ST. CLAIR TWP | 001 | IL0048232 | Fecal Coliform | 200 | cfu/100ml | WQ Standard | 1.5/ 3.75 | DAF/DMF | 11356/ 28391 | mil. col./ d | 001 and A01 have limit of 400. WLA calculated at downstream end of exempted reach or end of effluent pipe.
Kaskaskia- Lower | Kaskaskia River | O-20 | St. Elmo STP | 001 | IL0030872 | Fecal Coliform | 200 | cfu/100ml | WQ Standard | 0.343/ 1.31 | DAF/DMF | 2597/ 9918 | mil. col./ d | Exemption
Kaskaskia- Lower | Kaskaskia River | O-20 | ST. PETER EAST STP | 001 | ILG580007 | Fecal Coliform | 200 | cfu/100ml | WQ Standard | 0.042/ 0.17 | DAF/DMF | 318/ 1287 | mil. col./ d | Exemption. WLA calculated at downstream end of exempted reach or end of effluent pipe.
Kaskaskia- Lower | Kaskaskia River | O-20 | STEWARDSON STP | 001 | ILG580163 | Fecal Coliform | 200 | cfu/100ml | WQ Standard | 0.11/ 0.275 | DAF/DMF | 833/ 2082 | mil. col./ d | Exemption. WLA calculated at downstream end of exempted reach or end of effluent pipe.
Kaskaskia- Lower | Kaskaskia River | O-20 | Strasburg STP | 001 | ILG580240 | Fecal Coliform | 200 | cfu/100ml | WQ Standard | 0.06/ 0.15 | DAF/DMF | 454/ 1136 | mil. col./ d | Exemption. WLA calculated at downstream end of exempted reach or end of effluent pipe.
Kaskaskia- Lower | Kaskaskia River | O-20 | Sullivan STP | 001 | IL0021806 | Fecal Coliform | 200 | cfu/100ml | WQ Standard | 0.75 | DAF | 5678 | mil. col./ d | Has limit of 400/ A01 has limit of 400. WLA calculated at downstream end of exempted reach or end of effluent pipe.
Kaskaskia- Lower | Kaskaskia River | O-30 | SUMMERFIELD STP | 001 | IL0064220 | Fecal Coliform | 200 | cfu/100ml | WQ Standard | 0.07/ 0.245 | DAF/DMF | 530/ 1855 | mil. col./ d | Exemption. WLA calculated at downstream end of exempted reach or end of effluent pipe.
Kaskaskia- Lower | Kaskaskia River | O-30 | Super 8 Motel- Staunton | 001 | IL0066788 | Fecal Coliform | 200 | cfu/100ml | WQ Standard | 0.0092/ 0.037 | DAF/DMF | 70/ 280 | mil. col./ d
Kaskaskia- Lower | Kaskaskia River | O-30 | Swansea STP | 001 | IL0021181 | Fecal Coliform | 200 | cfu/100ml | WQ Standard | 5.015/ 11.89 | DAF/DMF | 37968/ 90017 | mil. col./ d | A01 has limit of 400. Exemption
Kaskaskia- Lower | Kaskaskia River | O-20 | TAYLOR SPRINGS STP | 001 | ILG580140 | Fecal Coliform | 200 | cfu/100ml | WQ Standard | 0.088/ 0.1344 | DAF/DMF | 666/ 1018 | mil. col./ d | Exemption. WLA calculated at downstream end of exempted reach or end of effluent pipe.
Kaskaskia- Lower | Kaskaskia River | O-30 | TILDEN STP | 001 | ILG580107 | Fecal Coliform | 200 | cfu/100ml | WQ Standard | 0.111/ 0.275 | DAF/DMF | 840/ 2082 | mil. col./ d | Exemption. WLA calculated at downstream end of exempted reach or end of effluent pipe.
Kaskaskia- Lower | Kaskaskia River | O-30 | TIMBER LAKE HOMEOWNERS ASSOC | 001 | ILG551050 | Fecal Coliform | 200 | cfu/100ml | WQ Standard | 0.0068/ 0.017 | DAF/DMF | 51/ 129 | mil. col./ d | Exemption. WLA calculated at downstream end of exempted reach or end of effluent pipe.
Kaskaskia- Lower | Kaskaskia River | O-20 | Tower Hill STP | 001 | ILG580244 | Fecal Coliform | 200 | cfu/100ml | WQ Standard | 0.1/ 0.38 | DAF/DMF | 757/ 2877 | mil. col./ d | Exemption. WLA calculated at downstream end of exempted reach or end of effluent pipe.
Kaskaskia- Lower | Kaskaskia River | O-30 | TRIAD COMMUNITY UNIT DIST #2 | 001 | ILG551025 | Fecal Coliform | 200 | cfu/100ml | WQ Standard | 0.0195/ 0.0488 | DAF/DMF | 148/ 369 | mil. col./ d | Exemption. WLA calculated at downstream end of exempted reach or end of effluent pipe.
Kaskaskia- Lower | Kaskaskia River | O-30 | Troy STP | 001 | IL0031488 | Fecal Coliform | 200 | cfu/100ml | WQ Standard | 1.35/ 3.902 | DAF/DMF | 10221/ 29541 | mil. col./ d | 001 and A01 have limit of 400
Kaskaskia- Lower | Kaskaskia River | O-20 | Urbana Champaign SD SW STP | 001 | IL0031526 | Fecal Coliform | 200 | cfu/100ml | WQ Standard | 7.98/ 17.25 | DAF/DMF | 60415/ 130596 | mil. col./ d | A01 has limit of 200/400. Exemption. WLA calculated at downstream end of exempted reach or end of effluent pipe.
Kaskaskia- Lower | Kaskaskia River | O-30 | VALLEY VIEW MOBILE HOME PARK | 001 | IL0062111 | Fecal Coliform | 200 | cfu/100ml | WQ Standard |  |  |  | mil. col./ d | Terminated, had exemption. WLA calculated at downstream end of exempted reach or end of effluent pipe.
Kaskaskia- Lower | Kaskaskia River | O-20 | Vandalia STP | 001 | IL0023574 | Fecal Coliform | 200 | cfu/100ml | WQ Standard | 1.3/ 8.25 | DAF/DMF | 9842/ 62459 | mil. col./ d | Has limit of 400
Kaskaskia- Lower | Kaskaskia River | O-20 | WAMAC STP | 001 | ILG580144 | Fecal Coliform | 200 | cfu/100ml | WQ Standard | 0.15/ 0.6 | DAF/DMF | 1136/ 4542 | mil. col./ d | Exemption. WLA calculated at downstream end of exempted reach or end of effluent pipe.
Kaskaskia- Lower | Kaskaskia River | O-30 | WATERLOO EAST STP | 001 | IL0070734 | Fecal Coliform | 200 | cfu/100ml | WQ Standard |  |  | - | mil. col./ d | Terminated, had exemption. WLA calculated at downstream end of exempted reach or end of effluent pipe.
Kaskaskia- Lower | Kaskaskia River | O-20 | WEST SIDE MOBILE HOME PARK | 001 | ILG551078 | Fecal Coliform | 200 | cfu/100ml | WQ Standard | 0.02/ 0.05 | DAF/DMF | 151/ 379 | mil. col./ d | Exemption. WLA calculated at downstream end of exempted reach or end of effluent pipe.
Kaskaskia- Lower | Kaskaskia River | O-20 | WESTERN SPRINGS MHP-CENTRALIA | 001 | ILG551030 | Fecal Coliform | 200 | cfu/100ml | WQ Standard | 0.0187/ 0.048 | DAF/DMF | 142/ 363 | mil. col./ d | Exemption. WLA calculated at downstream end of exempted reach or end of effluent pipe.
Kaskaskia- Lower | Kaskaskia River | O-20 | WINDSOR STP | 001 | ILG580131 | Fecal Coliform | 200 | cfu/100ml | WQ Standard | 0.149/ 0.5 | DAF/DMF | 1128/ 3785 | mil. col./ d | Exemption. WLA calculated at downstream end of exempted reach or end of effluent pipe.
Kaskaskia- Lower | Kaskaskia River | O-20 | Witt STP | 001 | IL0022667 | Fecal Coliform | 200 | cfu/100ml | WQ Standard | 0.115/ 0.29 | DAF/DMF | 871/ 2196 | mil. col./ d | A01 has limit of 400. Exemption. WLA calculated at downstream end of exempted reach or end of effluent pipe.
Kaskaskia- Lower, Shoal Creek | Kaskaskia River, Shoal Creek | O-20, OI-08 | Breese STP | 001 | IL0022772 | Fecal Coliform | 400 | cfu/100ml | WQ Standard | 0.629/ 1.57 | DAF/DMF | 9524/ 23772 | mil. col./ d | Has limit of 400/ A01 has limit of 400. WLA calculated at downstream end of exempted reach or end of effluent pipe.
Kaskaskia- Lower, Shoal Creek | Kaskaskia River, Shoal Creek | O-20, OI-08, OI-09 | LOUISVILLE STP | 001 | ILG580081 | Fecal Coliform | 200 | cfu/100ml | WQ Standard | 0.15/ 0.375 | DAF/DMF | 1136/ 2839 | mil. col./ d | Exemption. WLA calculated at downstream end of exempted reach or end of effluent pipe.
Kaskaskia- Lower, Shoal Creek | Kaskaskia River, Shoal Creek | O-20, OI-08, OI-09 | NEW DOUGLAS STP | 001 | IL0074292 | Fecal Coliform | 200 | cfu/100ml | WQ Standard | 0.055/ 0.18 | DAF/DMF | 416/ 1363 | mil. col./ d | Exemption
Kaskaskia- Lower, Shoal Creek | Kaskaskia River, Shoal Creek | O-20, OI-08, OI-09 | PANAMA STP | 001 | IL0048992 | Fecal Coliform | 200 | cfu/100ml | WQ Standard | 0.0525/ 0.131 | DAF/DMF | 397/ 992 | mil. col./ d | Exemption. WLA calculated at downstream end of exempted reach or end of effluent pipe.
Kaskaskia- Lower, Shoal Creek | Kaskaskia River, Shoal Creek | O-20, OI-08, OI-09 | Pierron East STP | 001 | ILG580237 | Fecal Coliform | 200 | cfu/100ml | WQ Standard | 0.0206/ 0.0854 | DAF/DMF | 156/ 647 | mil. col./ d | Exemption. WLA calculated at downstream end of exempted reach or end of effluent pipe.
Kaskaskia- Lower, Shoal Creek | Kaskaskia River, Shoal Creek | O-20, OI-08, OI-09 | POCAHONTAS STP | 001 | ILG580010 | Fecal Coliform | 200 | cfu/100ml | WQ Standard | 0.125/ 0.5 | DAF/DMF | 946/ 3785 | mil. col./ d | Exemption. WLA calculated at downstream end of exempted reach or end of effluent pipe.
Kaskaskia- Lower, Shoal Creek | Kaskaskia River, Shoal Creek | O-20, OI-08, OI-09 | SORENTO STP | 001 | ILG580049 | Fecal Coliform | 200 | cfu/100ml | WQ Standard | 0.07/ 0.175 | DAF/DMF | 530/ 1325 | mil. col./ d | Exemption. WLA calculated at downstream end of exempted reach or end of effluent pipe.
Kaskaskia- Lower, Sugar Creek/Lake Branch | Kaskaskia River, Sugar Creek | O-20, OH-01 | ALBERS STP | 001 | ILG580017 | Fecal Coliform | 200 | cfu/100ml | WQ Standard | 0.0907/ 0.227 | DAF/DMF | 687/ 1719 | mil. col./ d | Exemption. WLA calculated at downstream end of exempted reach or end of effluent pipe.
Kaskaskia- Lower, Sugar Creek/Lake Branch | Kaskaskia River, Sugar Creek | O-20, OH-01 | Aviston STP | 001 | IL0020001 | Fecal Coliform | 200 | cfu/100ml | WQ Standard | 0.167/ 0.35 | DAF/DMF | 1264/ 2650 | mil. col./ d | Exemption. WLA calculated at downstream end of exempted reach or end of effluent pipe.
Kaskaskia- Lower, Sugar Creek/Lake Branch | Kaskaskia River, Sugar Creek | O-20, OH-01 | CASTLE RIDGE ESTATES SUBDIVSN | 001 | IL0075388 | Fecal Coliform | 200 | cfu/100ml | WQ Standard | 0.0175/ 0.0735 | DAF/DMF | 132/ 556 | mil. col./ d | Exemption
Kaskaskia- Lower, Sugar Creek/Lake Branch | Kaskaskia River, Sugar Creek | O-20, OH-01 | DAMIANSVILLE STP | 001 | IL0063762 | Fecal Coliform | 200 | cfu/100ml | WQ Standard | 0.06/ 0.234 | DAF/DMF | 454/ 1772 | mil. col./ d | Exemption
Kaskaskia- Lower, Sugar Creek/Lake Branch | Kaskaskia River, Sugar Creek | O-20, OH-01 | Highland STP | 001 | IL0029173 | Fecal Coliform | 200 | cfu/100ml | WQ Standard | 1.6/ 4 | DAF/DMF | 12113/ 30283 | mil. col./ d | A01 has limit of 400. Exemption. WLA calculated at downstream end of exempted reach or end of effluent pipe.
Kaskaskia- Lower, Sugar Creek/Lake Branch | Kaskaskia River, Sugar Creek | O-20, OH-01 | IL DOT-I-70 REST AREA | 001 | ILG551027 | Fecal Coliform | 200 | cfu/100ml | WQ Standard | 0.028/ 0.072 | DAF/DMF | 212/ 545 | mil. col./ d | Exemption. WLA calculated at downstream end of exempted reach or end of effluent pipe.
Kaskaskia- Lower, Sugar Creek/Lake Branch | Kaskaskia River, Sugar Creek | O-20, OH-01 | NEW BADEN STP | 001 | IL0032603 | Fecal Coliform | 200 | cfu/100ml | WQ Standard | 0.78/ 1.349 | DAF/DMF | 5905/ 10213 | mil. col./ d | 001 has limit of 400, Previously had exemption. WLA calculated at downstream end of exempted reach or end of effluent pipe.
Kaskaskia- Lower, Sugar Creek/Lake Branch | Kaskaskia River, Sugar Creek | O-20, OH-01 | PIERRON WEST STP | 001 | ILG580137 | Fecal Coliform | 200 | cfu/100ml | WQ Standard | 0.0429/ 0.172 | DAF/DMF | 325/ 1302 | mil. col./ d | Exemption. WLA calculated at downstream end of exempted reach or end of effluent pipe.
Kaskaskia- Lower, Sugar Creek/Lake Branch | Kaskaskia River, Sugar Creek | O-20, OH-01 | SAINT ROSE SD STP | 001 | ILG580002 | Fecal Coliform | 200 | cfu/100ml | WQ Standard | 0.039/ 0.53 | DAF/DMF | 295/ 4013 | mil. col./ d | Exemption. WLA calculated at downstream end of exempted reach or end of effluent pipe.
Kaskaskia- Lower, Sugar Creek/Lake Branch | Kaskaskia River, Sugar Creek | O-20, OH-01 | Trenton STP | 001 | IL0026701 | Fecal Coliform | 200 | cfu/100ml | WQ Standard | 0.5/ 1.25 | DAF/DMF | 3785/ 9464 | mil. col./ d | Exemption. WLA calculated at downstream end of exempted reach or end of effluent pipe.
Kaskaskia- Lower, Sugar Creek/Lake Branch | Kaskaskia River, Sugar Creek | O-20, OH-01 | WESCLIN HIGH SCHOOL DIST 3 | 001 | ILG551011 | Fecal Coliform | 200 | cfu/100ml | WQ Standard | 0.02/ 0.05 | DAF/DMF | 151/ 379 | mil. col./ d | Exemption. WLA calculated at downstream end of exempted reach or end of effluent pipe.
Kaskaskia- North Fork | Kaskaskia River | OKA-01 | Patoka Community Unit School | 001 | IL0024376 | Ammonia, Total | 1.5/ 4.0 | mg/L | Effluent Limit | 0.006 | DAF | 0.08/ 0.2 | lbs./d | Terminated
Kaskaskia- North Fork | Kaskaskia River | OKA-01 | Patoka Community Unit School | 001 | IL0024376 | CBOD | 25 | mg/L | WQ Standard | 0.149 | DMF | 31 | lbs./d | Terminated
Kaskaskia- North Fork | Kaskaskia River | OKA-01 | Patoka Community Unit School | 001 | IL0024376 | Fecal Coliform | 200 | cfu/100ml | WQ Standard | 0.006 | DAF | 545 | mil. col./ d | Terminated. WLA calculated at downstream end of exempted reach or end of effluent pipe.
Kaskaskia- North Fork | Kaskaskia River | OKA-01 | Patoka STP | 001 | ILG580022 | CBOD | 10 | mg/L | WQ Standard | 0.006 | DAF | 0.5 | lbs./d | Limit
Kaskaskia- North Fork | Kaskaskia River | OKA-01 | Patoka STP | 001 | ILG580022 | Fecal Coliform | 200 | cfu/100ml | WQ Standard | 0.072 | DAF | 545 | mil. col./ d | Exemption. WLA calculated at downstream end of exempted reach or end of effluent pipe.
Kyte River Watershed | Kyte River | IL_PL-03 | City of Rochelle Water Reclamation | 001 | IL0030741 | Fecal Coliform | 200 | cfu/100ml | WQ Standard | 4.87 / 8.76 | DAF/DMF | 73,748 / 132,655 | mil. col./d | WLA = Remaining flow regimes – Design Average Flow / Moist and High Flows –Design Maximum Flow
Kyte River Watershed | Beach Creek | IL_PLB-C1 | Village of Ashton WWTP | 001 | ILG582015 | CBOD | * | mg/L |  | 0.33 / 1.34 | DAF/DMF | * | Ib/day | Monitoring Recommended (consult TMDL unit)
Kyte River Watershed | Beach Creek | IL_PLB-C1 | Village of Ashton WWTP | 001 | ILG582015 | Fecal Coliform | 200 | cfu/100ml | WQ Standard | 0.33 / 1.34 | DAF/DMF | 4,997 / 20,292 | mil. col./d | Exemption. WLA calculated at downstream end of exempted reach or end of effluent pipe.
La Moine- East Fork | Spring Lake | RDR | West Prairie High School | 001 | IL0053619 | Phosphorus, Total | 1 | mg/L | TMDL Modeling | 0.005 | DAF | 0.042 | lbs./d | Permit limit in place
La Moine/Missouri Creek Watershed | La Moine River | DG-04, DG-01 | City of Colchester STP | 001 for existing facility, 002 for proposed facility | IL0028177 | Fecal coliform | 200 | cfu/100 ml | WQ Standard | 0.17 / 0.47 | DAF/DMF | ( 0.17, 2.6, 1.3) / (0.47, 7.1, 3.6) | billion cfu per day | Disinfection Exemption. WLA = Moist to Low Flow Conditions (Design Average Flow (MGD), Single Sample Maximum Standard, Geomean Standard) / High Flow Conditions (Design Maximum Flow (MGD), Single Sample Maximum Standard, Geomean Standard)
La Moine/Missouri Creek Watershed | La Moine River | DG-04, DG-01 | City of Macomb STP | 001, A01, 003 | IL0029688 | Fecal coliform | 200 | cfu/100 ml | WQ Standard | 3 / 7.5 | DAF/DMF | (3, 45.4, 22.7) / (7.5, 113.6, 56.8) | billion cfu per day | Disinfection Exemption. WLA = Moist to Low Flow Conditions (Design Average Flow (MGD), Single Sample Maximum Standard, Geomean Standard) / High Flow Conditions (Design Maximum Flow (MGD), Single Sample Maximum Standard, Geomean Standard)
La Moine/Missouri Creek Watershed | La Moine River | DG-04, DG-01 | Country Aire Estates MHP-STP | 001 | IL0054267 | Fecal coliform | 200 | cfu/100 ml | WQ Standard | 0.0126 / 0.0315 | DAF/DMF | (0.0126, 0.2, 0.1) / (0.0315, 0.5, 0.2) | billion cfu per day | Disinfection Exemption. WLA = Moist to Low Flow Conditions (Design Average Flow (MGD), Single Sample Maximum Standard, Geomean Standard) / High Flow Conditions (Design Maximum Flow (MGD), Single Sample Maximum Standard, Geomean Standard)
La Moine/Missouri Creek Watershed | La Moine River | DG-01 | MT Sterling STP | 001 (combined discharge from A01 and B01 outfall), 002 | IL0022411 | Fecal coliform | 200 | cfu/100 ml | WQ Standard | 0.366 / 0.54 | DAF/DMF | (0.366, 5.5, 2.8) / (0.54, 8.2, 4.1) | billion cfu per day | Disinfection Exemption. WLA = Moist to Low Flow Conditions (Design Average Flow (MGD), Single Sample Maximum Standard, Geomean Standard) / High Flow Conditions (Design Maximum Flow (MGD), Single Sample Maximum Standard, Geomean Standard)
La Moine/Missouri Creek Watershed | La Moine River | DG-04, DG-01 | Plymouth Wastewater Treatment Facility | 001 | IL0042153 | Fecal coliform | 200 | cfu/100 ml | WQ Standard | 0.06 / 0.3 | DAF/DMF | (0.06, 0.9, 0.5) / (0.3, 4.5, 2.3) | billion cfu per day | Disinfection Exemption. WLA = Moist to Low Flow Conditions (Design Average Flow (MGD), Single Sample Maximum Standard, Geomean Standard) / High Flow Conditions (Design Maximum Flow (MGD), Single Sample Maximum Standard, Geomean Standard)
La Moine/Missouri Creek Watershed | La Moine River | DG-01 | Rushville STP | 001 | IL0021717 | Fecal coliform | 200 | cfu/100 ml | WQ Standard | 0.63 / 3.6 | DAF/DMF | (0.63, 9.5, 4.8) / (3.6, 54.5, 27.3) | billion cfu per day | Disinfection Exemption. WLA = Moist to Low Flow Conditions (Design Average Flow (MGD), Single Sample Maximum Standard, Geomean Standard) / High Flow Conditions (Design Maximum Flow (MGD), Single Sample Maximum Standard, Geomean Standard)
La Moine/Missouri Creek Watershed | La Moine River | DG-04, DG-01 | Village of Augusta STP | 001 | IL0027570 | Fecal coliform | 200 | cfu/100 ml | WQ Standard | 0.093 / 0.2325 | DAF/DMF | (0.093, 1.4, 0.7) / (0.2325, 3.5, 1.8) | billion cfu per day | Disinfection Exemption. WLA = Moist to Low Flow Conditions (Design Average Flow (MGD), Single Sample Maximum Standard, Geomean Standard) / High Flow Conditions (Design Maximum Flow (MGD), Single Sample Maximum Standard, Geomean Standard)
La Moine/Missouri Creek Watershed | La Moine River | DG-04, DG-01 | Village of Industry Wastewater Treatment Plant | 001 | ILG580048 | Fecal coliform | 200 | cfu/100 ml | WQ Standard | 0.075 / 0.1875 | DAF/DMF | (0.075, 1.1, 0.6) / (0.1875, 2.8, 1.4) | billion cfu per day | Exemption. WLA calculated at downstream end of exempted reach or end of effluent pipe.
Lake Lou Yaeger | Lake Lou Yaeger | RON | Magnus Grand Hotel and Conference Center | 001 | IL0063525 | Phosphorus, Total | 5 | mg/L | Estimate (based on literature) | 0.026 | DAF | 1.08 | lbs/day | Monitoring Recommended
Lake Lou Yaeger | Lake Lou Yaeger | RON | Village of Raymond - STP | 001 | IL0025381 | Phosphorus, Total | 5 | mg/L | Estimate (based on literature) | 0.1 | DAF | 4.17 | lbs/day | Monitoring Recommended
Lake Michigan Beaches: Bacteria TMDL | Lake Michigan Beaches | 51 Beach segments | Abbott Labs-N Chicago | 001, 0020, 003, 0030 | IL0001881 | E. coli | 126 | cfu/100 ml | Fed. WQ Standard | Variable | Various (MS4 Discharge) | "Concentration-based" | cfu/100 ml
Lake Michigan Beaches: Bacteria TMDL | Lake Michigan Beaches | 51 Beach segments | Beach Park Village | Various (MS4 Discharge) | ILR400164 | E. coli | 126 | cfu/100 ml | Fed. WQ Standard | Variable | Various (MS4 Discharge) | "Concentration-based" | cfu/100 ml
Lake Michigan Beaches: Bacteria TMDL | Lake Michigan Beaches | 51 Beach segments | Chicago, City of | Various (MS4 Discharge) | ILR400164 | E. coli | 126 | cfu/100 ml | Fed. WQ Standard | Variable | Various (MS4 Discharge) | "Concentration-based" | cfu/100 ml
Lake Michigan Beaches: Bacteria TMDL | Lake Michigan Beaches | 51 Beach segments | East Skoke Driangae District | Various (MS4 Discharge) | ILR400491 | E. coli | 126 | cfu/100 ml | Fed. WQ Standard | Variable | Various (MS4 Discharge) | "Concentration-based" | cfu/100 ml
Lake Michigan Beaches: Bacteria TMDL | Lake Michigan Beaches | 51 Beach segments | Evanston, City of | Various (MS4 Discharge) | ILR400335 | E. coli | 126 | cfu/100 ml | Fed. WQ Standard | Variable | Various (MS4 Discharge) | "Concentration-based" | cfu/100 ml
Lake Michigan Beaches: Bacteria TMDL | Lake Michigan Beaches | 51 Beach segments | Glencoe Village | Various (MS4 Discharge) | ILR400198 | E. coli | 126 | cfu/100 ml | Fed. WQ Standard | Variable | Various (MS4 Discharge) | "Concentration-based" | cfu/100 ml
Lake Michigan Beaches: Bacteria TMDL | Lake Michigan Beaches | 51 Beach segments | Highland Park, City of | Various (MS4 Discharge) | ILR400352 | E. coli | 126 | cfu/100 ml | Fed. WQ Standard | Variable | Various (MS4 Discharge) | "Concentration-based" | cfu/100 ml
Lake Michigan Beaches: Bacteria TMDL | Lake Michigan Beaches | 51 Beach segments | Highwood, City of | Various (MS4 Discharge) | ILR400353 | E. coli | 126 | cfu/100 ml | Fed. WQ Standard | Variable | Various (MS4 Discharge) | "Concentration-based" | cfu/100 ml
Lake Michigan Beaches: Bacteria TMDL | Lake Michigan Beaches | 51 Beach segments | Illinois Department of Transportation | Various (MS4 Discharge) | ILR400493 | E. coli | 126 | cfu/100 ml | Fed. WQ Standard | Variable | Various (MS4 Discharge) | "Concentration-based" | cfu/100 ml
Lake Michigan Beaches: Bacteria TMDL | Lake Michigan Beaches | 51 Beach segments | Kenilworth, Village of | Various (MS4 Discharge) | ILR400214 | E. coli | 126 | cfu/100 ml | Fed. WQ Standard | Variable | Various (MS4 Discharge) | "Concentration-based" | cfu/100 ml
Lake Michigan Beaches: Bacteria TMDL | Lake Michigan Beaches | 51 Beach segments | Lake Bluff, Village of | Various (MS4 Discharge) | ILR400366 | E. coli | 126 | cfu/100 ml | Fed. WQ Standard | Variable | Various (MS4 Discharge) | "Concentration-based" | cfu/100 ml
Lake Michigan Beaches: Bacteria TMDL | Lake Michigan Beaches | 51 Beach segments | Lake County | Various (MS4 Discharge) | ILR400517 | E. coli | 126 | cfu/100 ml | Fed. WQ Standard | Variable | Various (MS4 Discharge) | "Concentration-based" | cfu/100 ml
Lake Michigan Beaches: Bacteria TMDL | Lake Michigan Beaches | 51 Beach segments | Lake Forest, City of | Various (MS4 Discharge) | ILR400367 | E. coli | 126 | cfu/100 ml | Fed. WQ Standard | Variable | Various (MS4 Discharge) | "Concentration-based" | cfu/100 ml
Lake Michigan Beaches: Bacteria TMDL | Lake Michigan Beaches | 51 Beach segments | North Chicago, City of | Various (MS4 Discharge) | ILR400402 | E. coli | 126 | cfu/100 ml | Fed. WQ Standard | Variable | Various (MS4 Discharge) | "Concentration-based" | cfu/100 ml
Lake Michigan Beaches: Bacteria TMDL | Lake Michigan Beaches | 51 Beach segments | NSWRD - Gurnee Water Reclamation Facility | 002 | IL0035092 | Fecal Coliform | 400 | cfu/100 ml | WQ Standard | Flow in excess of 32,757 gpm | Excess Flow Discharge | "Concentration-based" | cfu/100 ml
Lake Michigan Beaches: Bacteria TMDL | Lake Michigan Beaches | 51 Beach segments | NSWRD - Waukegan Water Reclamation Facility (a) | 002 | IL0030244 | Fecal Coliform | 400 | cfu/100 ml | WQ Standard | 44 MGD and above | Excess Flow Discharge | "Concentration-based" | cfu/100 ml
Lake Michigan Beaches: Bacteria TMDL | Lake Michigan Beaches | 51 Beach segments | Outboard Marine (Bombardier-Waukegan) | 002,-005, 015, 016 | IL0002267 | E. coli | 126 | cfu/100 ml | Fed. WQ Standard | Variable | Various (MS4 Discharge) | "Concentration-based" | cfu/100 ml
Lake Michigan Beaches: Bacteria TMDL | Lake Michigan Beaches | 51 Beach segments | Shields Township | Various (MS4 Discharge) | ILR400123 | E. coli | 126 | cfu/100 ml | Fed. WQ Standard | Variable | Various (MS4 Discharge) | "Concentration-based" | cfu/100 ml
Lake Michigan Beaches: Bacteria TMDL | Lake Michigan Beaches | 51 Beach segments | Union Drainage District No. 1 Middle Fork | Various (MS4 Discharge) | ILR400518 | E. coli | 126 | cfu/100 ml | Fed. WQ Standard | Variable | Various (MS4 Discharge) | "Concentration-based" | cfu/100 ml
Lake Michigan Beaches: Bacteria TMDL | Lake Michigan Beaches | 51 Beach segments | Union Drainage District No. 1 Middle Fork | Various (MS4 Discharge) | ILR400518 | E. coli | 126 | cfu/100 ml | Fed. WQ Standard | Variable | Various (MS4 Discharge) | "Concentration-based" | cfu/100 ml
Lake Michigan Beaches: Bacteria TMDL | Lake Michigan Beaches | 51 Beach segments | Waukegan Township | Various (MS4 Discharge) | ILR400148 | E. coli | 126 | cfu/100 ml | Fed. WQ Standard | Variable | Various (MS4 Discharge) | "Concentration-based" | cfu/100 ml
Lake Michigan Beaches: Bacteria TMDL | Lake Michigan Beaches | 51 Beach segments | Waukegan, City of | Various (MS4 Discharge) | ILR400465 | E. coli | 126 | cfu/100 ml | Fed. WQ Standard | Variable | Various (MS4 Discharge) | "Concentration-based" | cfu/100 ml | Individual Permit
Lake Michigan Beaches: Bacteria TMDL | Lake Michigan Beaches | 51 Beach segments | West Skokie Drainage District Middle Fork | Various (MS4 Discharge) | ILR400490 | E. coli | 126 | cfu/100 ml | Fed. WQ Standard | Variable | Various (MS4 Discharge) | "Concentration-based" | cfu/100 ml
Lake Michigan Beaches: Bacteria TMDL | Lake Michigan Beaches | 51 Beach segments | Wilmette, Village of | Various (MS4 Discharge) | ILR400473 | E. coli | 126 | cfu/100 ml | Fed. WQ Standard | Variable | Various (MS4 Discharge) | "Concentration-based" | cfu/100 ml
Lake Michigan Beaches: Bacteria TMDL | Lake Michigan Beaches | 51 Beach segments | Winnetka Water & Electric | Various (MS4 Discharge) | IL0002364 | E. coli | 126 | cfu/100 ml | Fed. WQ Standard | Variable | Industrial Stormwater | "Concentration-based" | cfu/100 ml
Lake Michigan Beaches: Bacteria TMDL | Lake Michigan Beaches | 51 Beach segments | Winnetka, Village of | Various (MS4 Discharge) | ILR400476 | E. coli | 126 | cfu/100 ml | Fed. WQ Standard | Variable | Various (MS4 Discharge) | "Concentration-based" | cfu/100 ml
Lake Michigan Beaches: Bacteria TMDL | Lake Michigan Beaches | 51 Beach segments | Winthrop Harbor, Village of | Various (MS4 Discharge) | ILR400477 | E. coli | 126 | cfu/100 ml | Fed. WQ Standard | Variable | Various (MS4 Discharge) | "Concentration-based" | cfu/100 ml
Lake Michigan Beaches: Bacteria TMDL | Lake Michigan Beaches | 51 Beach segments | Zion, City of | Various (MS4 Discharge) | ILR400482 | E. coli | 126 | cfu/100 ml | Fed. WQ Standard | Variable | Various (MS4 Discharge) | "Concentration-based" | cfu/100 ml
Lake Michigan Nearshore: Mercury TMDL | Lake Michigan Nearshore | 56 Nearshore segments | Beach Park | Various (MS4 Discharge) | ILR400164 | Mercury | 1.3 | ng/L | WQ Standard | Variable | Various (MS4 Discharge) | "Aggregate" - WLA=0.003 | kg/day
Lake Michigan Nearshore: Mercury TMDL | Lake Michigan Nearshore | 56 Nearshore segments | Chicago | Various (MS4 Discharge) | ILR400173 | Mercury | 1.3 | ng/L | WQ Standard | Variable | Various (MS4 Discharge) | "Aggregate" - WLA=0.003 | kg/day
Lake Michigan Nearshore: Mercury TMDL | Lake Michigan Nearshore | 56 Nearshore segments | Cook County Highway Department | Various (MS4 Discharge) | ILR400485 | Mercury | 1.3 | ng/L | WQ Standard | Variable | Various (MS4 Discharge) | "Aggregate" - WLA=0.003 | kg/day
Lake Michigan Nearshore: Mercury TMDL | Lake Michigan Nearshore | 56 Nearshore segments | Evanston | Various (MS4 Discharge) | ILR400335 | Mercury | 1.3 | ng/L | WQ Standard | Variable | Various (MS4 Discharge) | "Aggregate" - WLA=0.003 | kg/day
Lake Michigan Nearshore: Mercury TMDL | Lake Michigan Nearshore | 56 Nearshore segments | Glencoe | Various (MS4 Discharge) | ILR400198 | Mercury | 1.3 | ng/L | WQ Standard | Variable | Various (MS4 Discharge) | "Aggregate" - WLA=0.003 | kg/day
Lake Michigan Nearshore: Mercury TMDL | Lake Michigan Nearshore | 56 Nearshore segments | Highland Park | Various (MS4 Discharge) | ILR400352 | Mercury | 1.3 | ng/L | WQ Standard | Variable | Various (MS4 Discharge) | "Aggregate" - WLA=0.003 | kg/day
Lake Michigan Nearshore: Mercury TMDL | Lake Michigan Nearshore | 56 Nearshore segments | Highwood | Various (MS4 Discharge) | ILR400353 | Mercury | 1.3 | ng/L | WQ Standard | Variable | Various (MS4 Discharge) | "Aggregate" - WLA=0.003 | kg/day
Lake Michigan Nearshore: Mercury TMDL | Lake Michigan Nearshore | 56 Nearshore segments | Illinois Department of Transportation | Various (MS4 Discharge) | ILR400493 | Mercury | 1.3 | ng/L | WQ Standard | Variable | Various (MS4 Discharge) | "Aggregate" - WLA=0.003 | kg/day
Lake Michigan Nearshore: Mercury TMDL | Lake Michigan Nearshore | 56 Nearshore segments | Kenilworth | Various (MS4 Discharge) | ILR400214 | Mercury | 1.3 | ng/L | WQ Standard | Variable | Various (MS4 Discharge) | "Aggregate" - WLA=0.003 | kg/day
Lake Michigan Nearshore: Mercury TMDL | Lake Michigan Nearshore | 56 Nearshore segments | Lake Bluff | Various (MS4 Discharge) | ILR400366 | Mercury | 1.3 | ng/L | WQ Standard | Variable | Various (MS4 Discharge) | "Aggregate" - WLA=0.003 | kg/day
Lake Michigan Nearshore: Mercury TMDL | Lake Michigan Nearshore | 56 Nearshore segments | Lake County | Various (MS4 Discharge) | ILR400517 | Mercury | 1.3 | ng/L | WQ Standard | Variable | Various (MS4 Discharge) | "Aggregate" - WLA=0.003 | kg/day
Lake Michigan Nearshore: Mercury TMDL | Lake Michigan Nearshore | 56 Nearshore segments | Lake Forest | Various (MS4 Discharge) | ILR400367 | Mercury | 1.3 | ng/L | WQ Standard | Variable | Various (MS4 Discharge) | "Aggregate" - WLA=0.003 | kg/day
Lake Michigan Nearshore: Mercury TMDL | Lake Michigan Nearshore | 56 Nearshore segments | North Chicago | Various (MS4 Discharge) | ILR400402 | Mercury | 1.3 | ng/L | WQ Standard | Variable | Various (MS4 Discharge) | "Aggregate" - WLA=0.003 | kg/day
Lake Michigan Nearshore: Mercury TMDL | Lake Michigan Nearshore | 56 Nearshore segments | NSWRD Waukegan Water Reclamation Facility | 002 | IL0030244 | Mercury | 1.3 | ng/L | WQ Standard | 22 | DAF | 0.0001/(0.00024) | kg/day/(lbs/day) | Individual Permit
Lake Michigan Nearshore: Mercury TMDL | Lake Michigan Nearshore | 56 Nearshore segments | Shields Township | Various (MS4 Discharge) | ILR400123 | Mercury | 1.3 | ng/L | WQ Standard | Variable | Various (MS4 Discharge) | "Aggregate" - WLA=0.003 | kg/day
Lake Michigan Nearshore: Mercury TMDL | Lake Michigan Nearshore | 56 Nearshore segments | Waukegan | Various (MS4 Discharge) | ILR400465 | Mercury | 1.3 | ng/L | WQ Standard | Variable | Various (MS4 Discharge) | "Aggregate" - WLA=0.003 | kg/day
Lake Michigan Nearshore: Mercury TMDL | Lake Michigan Nearshore | 56 Nearshore segments | Waukegan Township | Various (MS4 Discharge) | ILR400148 | Mercury | 1.3 | ng/L | WQ Standard | Variable | Various (MS4 Discharge) | "Aggregate" - WLA=0.003 | kg/day
Lake Michigan Nearshore: Mercury TMDL | Lake Michigan Nearshore | 56 Nearshore segments | Wilmette | Various (MS4 Discharge) | ILR400473 | Mercury | 1.3 | ng/L | WQ Standard | Variable | Various (MS4 Discharge) | "Aggregate" - WLA=0.003 | kg/day
Lake Michigan Nearshore: Mercury TMDL | Lake Michigan Nearshore | 56 Nearshore segments | Winnetka | Various (MS4 Discharge) | ILR400476 | Mercury | 1.3 | ng/L | WQ Standard | Variable | Various (MS4 Discharge) | "Aggregate" - WLA=0.003 | kg/day
Lake Michigan Nearshore: Mercury TMDL | Lake Michigan Nearshore | 56 Nearshore segments | Winthrop Harbor | Various (MS4 Discharge) | ILR400477 | Mercury | 1.3 | ng/L | WQ Standard | Variable | Various (MS4 Discharge) | "Aggregate" - WLA=0.003 | kg/day
Lake Michigan Nearshore: Mercury TMDL | Lake Michigan Nearshore | 56 Nearshore segments | Zion | Various (MS4 Discharge) | ILR400482 | Mercury | 1.3 | ng/L | WQ Standard | Variable | Various (MS4 Discharge) | "Aggregate" - WLA=0.003 | kg/day
Lake Michigan Nearshore: PCB TMDL | Lake Michigan Nearshore | 56 Nearshore segments | Beach Park | Various (MS4 Discharge) | ILR400164 | PCB |  |  |  | Variable | Various (MS4 Discharge) | "Aggregate" - WLA=0.000006 | kg/day
Lake Michigan Nearshore: PCB TMDL | Lake Michigan Nearshore | 56 Nearshore segments | Chicago | Various (MS4 Discharge) | ILR400173 | PCB |  |  |  | Variable | Various (MS4 Discharge) | "Aggregate" - WLA=0.000006 | kg/day
Lake Michigan Nearshore: PCB TMDL | Lake Michigan Nearshore | 56 Nearshore segments | Cook County Highway Department | Various (MS4 Discharge) | ILR400485 | PCB |  |  |  | Variable | Various (MS4 Discharge) | "Aggregate" - WLA=0.000006 | kg/day
Lake Michigan Nearshore: PCB TMDL | Lake Michigan Nearshore | 56 Nearshore segments | Evanston | Various (MS4 Discharge) | ILR400335 | PCB |  |  |  | Variable | Various (MS4 Discharge) | "Aggregate" - WLA=0.000006 | kg/day
Lake Michigan Nearshore: PCB TMDL | Lake Michigan Nearshore | 56 Nearshore segments | Glencoe | Various (MS4 Discharge) | ILR400198 | PCB |  |  |  | Variable | Various (MS4 Discharge) | "Aggregate" - WLA=0.000006 | kg/day
Lake Michigan Nearshore: PCB TMDL | Lake Michigan Nearshore | 56 Nearshore segments | Highland Park | Various (MS4 Discharge) | ILR400352 | PCB |  |  |  | Variable | Various (MS4 Discharge) | "Aggregate" - WLA=0.000006 | kg/day
Lake Michigan Nearshore: PCB TMDL | Lake Michigan Nearshore | 56 Nearshore segments | Highwood | Various (MS4 Discharge) | ILR400353 | PCB |  |  |  | Variable | Various (MS4 Discharge) | "Aggregate" - WLA=0.000006 | kg/day
Lake Michigan Nearshore: PCB TMDL | Lake Michigan Nearshore | 56 Nearshore segments | Illinois Department of Transportation | Various (MS4 Discharge) | ILR400493 | PCB |  |  |  | Variable | Various (MS4 Discharge) | "Aggregate" - WLA=0.000006 | kg/day
Lake Michigan Nearshore: PCB TMDL | Lake Michigan Nearshore | 56 Nearshore segments | Kenilworth | Various (MS4 Discharge) | ILR400214 | PCB |  |  |  | Variable | Various (MS4 Discharge) | "Aggregate" - WLA=0.000006 | kg/day
Lake Michigan Nearshore: PCB TMDL | Lake Michigan Nearshore | 56 Nearshore segments | Lake Bluff | Various (MS4 Discharge) | ILR400366 | PCB |  |  |  | Variable | Various (MS4 Discharge) | "Aggregate" - WLA=0.000006 | kg/day
Lake Michigan Nearshore: PCB TMDL | Lake Michigan Nearshore | 56 Nearshore segments | Lake County | Various (MS4 Discharge) | ILR400517 | PCB |  |  |  | Variable | Various (MS4 Discharge) | "Aggregate" - WLA=0.000006 | kg/day
Lake Michigan Nearshore: PCB TMDL | Lake Michigan Nearshore | 56 Nearshore segments | Lake Forest | Various (MS4 Discharge) | ILR400367 | PCB |  |  |  | Variable | Various (MS4 Discharge) | "Aggregate" - WLA=0.000006 | kg/day
Lake Michigan Nearshore: PCB TMDL | Lake Michigan Nearshore | 56 Nearshore segments | Midwest Generation LLC Waukegan | 001, A01, B01, C01, D01, F01, G01 | IL0002259 | PCB |  |  |  | 739 (001), 0.018 (AO1), 0.06 (BO1),8.13 (CO1),0.676 (DO1), | DAF | NDA (0) | kg/day | NDA = No Discharge Allowed
Lake Michigan Nearshore: PCB TMDL | Lake Michigan Nearshore | 56 Nearshore segments | North Chicago | Various (MS4 Discharge) | ILR400402 | PCB |  |  |  | Variable | Various (MS4 Discharge) | "Aggregate" - WLA=0.000006 | kg/day
Lake Michigan Nearshore: PCB TMDL | Lake Michigan Nearshore | 56 Nearshore segments | Shields Township | Various (MS4 Discharge) | ILR400123 | PCB |  |  |  | Variable | Various (MS4 Discharge) | "Aggregate" - WLA=0.000006 | kg/day
Lake Michigan Nearshore: PCB TMDL | Lake Michigan Nearshore | 56 Nearshore segments | Waukegan | Various (MS4 Discharge) | ILR400465 | PCB |  |  |  | Variable | Various (MS4 Discharge) | "Aggregate" - WLA=0.000006 | kg/day
Lake Michigan Nearshore: PCB TMDL | Lake Michigan Nearshore | 56 Nearshore segments | Waukegan Township | Various (MS4 Discharge) | ILR400148 | PCB |  |  |  | Variable | Various (MS4 Discharge) | "Aggregate" - WLA=0.000006 | kg/day
Lake Michigan Nearshore: PCB TMDL | Lake Michigan Nearshore | 56 Nearshore segments | Wilmette | Various (MS4 Discharge) | ILR400473 | PCB |  |  |  | Variable | Various (MS4 Discharge) | "Aggregate" - WLA=0.000006 | kg/day
Lake Michigan Nearshore: PCB TMDL | Lake Michigan Nearshore | 56 Nearshore segments | Winnetka | Various (MS4 Discharge) | ILR400476 | PCB |  |  |  | Variable | Various (MS4 Discharge) | "Aggregate" - WLA=0.000006 | kg/day
Lake Michigan Nearshore: PCB TMDL | Lake Michigan Nearshore | 56 Nearshore segments | Winnetka Power Generation Station | '001, 002, 003 | IL0002364 | PCB |  |  |  | 13.73(001), 0.12 (002), 1.58(003) | DAF | NDA (0) | kg/day | NDA = No Discharge Allowed
Lake Michigan Nearshore: PCB TMDL | Lake Michigan Nearshore | 56 Nearshore segments | Winthrop Harbor | Various (MS4 Discharge) | ILR400477 | PCB |  |  |  | Variable | Various (MS4 Discharge) | "Aggregate" - WLA=0.000006 | kg/day
Lake Michigan Nearshore: PCB TMDL | Lake Michigan Nearshore | 56 Nearshore segments | Zion | Various (MS4 Discharge) | ILR400482 | PCB |  |  |  | Variable | Various (MS4 Discharge) | "Aggregate" - WLA=0.000006 | kg/day
Lake Michigan Nearshore: PCB TMDL | Lake Michigan Nearshore | 56 Nearshore segments | Zion Solutions LLC | '001, A01, B01, E01, 002, A02 | IL0002763 | PCB |  |  |  | 31.7(001 and/or 002), 0.02 (A01), 0.02 (BO1), 0.01(EO1) | DAF | NDA (0) | kg/day | NDA = No Discharge Allowed -- NPDES Permit was Terminated on May 15, 2019
Lake Springfield & Sugar Creek | Lake Springfield & Sugar Creek | REF | Auburn STP | 001 | IL0022403 | Total Phosphorus | 0.05 | mg/L | WQ Standard | 0.62/1.0 | DAF/DMF | 12.6 | mil. col./ d
Lake Springfield & Sugar Creek | Lake Springfield & Sugar Creek | REF | Chatham, Village of | Various (MS4 Discharge) | ILR400624 | Total Phosphorus | 0.05 | mg/L | WQ Standard | N/A |  | 0.31 | mil. col./ d | MS4 - WLA,
Lake Springfield & Sugar Creek | Lake Springfield & Sugar Creek | REF | Lake Springfield Baptist Camp | 001 | IL0050253 | Total Phosphorus | 0.05 | mg/L | WQ Standard | 0.015/0.0375 | DAF/DMF | 0.3 | mil. col./ d
Lake Springfield & Sugar Creek | Lake Springfield & Sugar Creek | REF | Loami STP | 001 | ILG580275 | Total Phosphorus | 0.05 | mg/L | WQ Standard | 0.25/1.0 | DAF/DMF | 5.1 | mil. col./ d
Lake Springfield & Sugar Creek | Lake Springfield & Sugar Creek | REF | Springfield, City of | Various (MS4 Discharge) | ILR400453 | Total Phosphorus | 0.05 | mg/L | WQ Standard | N/A |  | 1.5 | mil. col./ d | MS4 - WLA,
Lake Springfield & Sugar Creek | Lake Springfield & Sugar Creek | REF | Thayer STP | 001 | ILG580260 | Total Phosphorus | 0.05 | mg/L | WQ Standard | 0.0842/0.320 | DAF/DMF | 1.7 | mil. col./ d
Lake Springfield & Sugar Creek | Lake Springfield & Sugar Creek | REF | Virden North STP | 001 | IL0023426 | Total Phosphorus | 0.05 | mg/L | WQ Standard | 0.2/0.4 | DAF/DMF | 4.1 | mil. col./ d
Little Vermilion River (LaSalle County) | Little Vermilion River | DR-01 | Carus Corp LaSalle Site | 001 | IL0002623 | Chloride | 500 | mg/L | WQ Standard | 1.672 | DMF | 6973 | lbs./d
Little Vermilion River (LaSalle County) | Little Vermilion River | DR-01 | City of LaSalle - East STP | 001 | IL0078336 | Fecal Coliform | 200 | cfu/100 ml | WQ Standard | 0.5/1.5 | DAF/DMF | 3,785/11,356 | mil. col./ d
Little Vermilion River (LaSalle County) | Little Vermilion River | DR-01 | IDOT (MS4) | Various (MS4 Discharge) | ILR400493 | Chloride | 500 | mg/L | WQ Standard | Various | Stormwater Runoff | 11372 | lbs./d | MS4 - WLA,
Little Vermilion River (LaSalle County) | Little Vermilion River | DR-01 | IDOT (MS4) | Various (MS4 Discharge) | ILR400493 | Zinc | 60.7 | μg/L | WQ Standard (refer to TMDL report) | Various | Stormwater Runoff | 1.4 | lbs./d | MS4 - WLA,
Little Vermilion River (LaSalle County) | Little Vermilion River | DR-01 | Mendota STP | 001 | IL0023221 | Fecal Coliform | 200 | cfu/100 ml | WQ Standard | 2.4/4.8 | DAF/DMF | 18,170/36,340 | mil. col./ d
Little Vermilion/Georgetown | Little Vermilion River | BO-07 | Georgetown STP- 001 | 001 | IL0022322 | Fecal Coliform | 200 | cfu/100 ml | WQ standard | 1.5 | DMF | 11355 | mil. col./ d | Exemption. WLA calculated at downstream end of exempted reach or end of effluent pipe.
Little Vermilion/Georgetown | Little Vermilion River | BO-07 | Georgetown STP- 002 | 002 | IL0022322 | Fecal Coliform | 400 | cfu/100 ml | WQ Standard | 1.2 | high flow only | 18168 | mil. col./ d | Limit
Little Wabash | Little Wabash River | C-19/ C-09/ C-22 | Clay City WWTP-001 | 001 | IL0020974 | Fecal Coliform | 200 | cfu/100 ml | WQ Standard | 0.12/ 0.3 | DAF/DMF | 908/ 2,271 | mil. col./ d | There has been an expansion to 0.15 MGD and with a permit limit of 200. Exemption. WLA calculated at downstream end of exempted reach or end of effluent pipe.
Little Wabash | Little Wabash River | C-19/ C-09/ C-22 | Clay City WWTP-002 | A01 | IL0020974 | Fecal Coliform | 400 | cfu/100 ml | WQ Standard | 0.337 | high flow only | 5103 | mil. col./ d | A01 has a permit limit of 400
Little Wabash | Little Wabash River | C-21/ C-19 | Effingham STP- 001 | 001 | IL0028622 | Fecal Coliform | 200 | cfu/100 ml | WQ Standard | 3.75/ 9 | DAF/DMF | 28,391/ 68,137 | mil. col./ d | Exemption. WLA calculated at downstream end of exempted reach or end of effluent pipe.
Little Wabash | Little Wabash River | C-21/ C-19 | Effingham STP- 002 | 002 | IL0028622 | Fecal Coliform | 400 | cfu/100 ml | WQ Standard | 2.7 | high flow only | 56781 | mil. col./ d | Limit
Little Wabash | Little Wabash River | C-19 | IL DOT FAI 70 | 001 | IL0025429 | Fecal Coliform | 400 | cfu/100 ml | WQ Standard | 0.035/ 0.087 | DAF/DMF | 530/ 1,317 | mil. col./ d | Exemption
Little Wabash | Little Wabash River | C-21/ C-19 | IL DOT I-57- Effingham Co. | 001 | IL0060208 | Fecal Coliform | 400 | cfu/100 ml | WQ Standard | 0.0111/ 0.0278 | DAF/DMF | 168/ 421 | mil. col./ d | Listed wrong as IL0006028 in TMDL
Little Wabash | Little Wabash River | C-21/ C-19 | Neoga STP- 001 and 002 | 001, 002 | IL0030091 | Fecal Coliform | 200 | cfu/100 ml | WQ Standard | 0.37/ 0.732 | DAF/DMF | 2,801/ 5,542 | mil. col./ d | Exemption. WLA calculated at downstream end of exempted reach or end of effluent pipe.
Little Wabash | Little Wabash River | C-21/ C-19 | Neoga STP A01 | A01 | IL0030091 | Fecal Coliform | 400 | cfu/100 ml | WQ Standard | 7.95 | high flow only | 120376 | mil. col./ d | Limit
Little Wabash II | Little Wabash River | C-09 | Charleston STP-001 | 001 | IL0021644 | Fecal Coliform | 400 | cfu/100 ml | WQ Standard | 3.3/ 6 | DAF/DMF | 24,984/ 45,425 | mil. col./ d | Exemption. WLA calculated at downstream end of exempted reach or end of effluent pipe.
Little Wabash II | Little Wabash River | C-09 | Charleston STP-A01 | A01 | IL0021644 | Fecal Coliform | 400 | cfu/100ml | WQ Standard |  | high flow only | 618233 | mil. col./ d | A01 has a permit limit of 400
Little Wabash II | Little Wabash River | CD-01 | Cisne STP | 001 | ILG580197 | Fecal Coliform | 200 | cfu/100 ml | WQ Standard | 0.08/ 0.2 | DAF/DMF | 606/ 1514 | mil. col./ d | Exemption. WLA calculated at downstream end of exempted reach or end of effluent pipe.
Little Wabash II | Little Wabash River | C-09/ C-22 | Dieterich STP | 001 | IL0044792 | Fecal Coliform | 200 | cfu/100 ml | WQ Standard | 0.08/ 0.2 | DAF/DMF | 606/ 1,514 | mil. col./ d | Exemption. WLA calculated at downstream end of exempted reach or end of effluent pipe.
Little Wabash II | Little Wabash River | CD-01 | Flora City of Charlie Brown Pk | 001 | IL0047481 | Fecal Coliform | 400 | cfu/100 ml | WQ Standard | 0.003/ 0.007 | DAF/DMF | 45/ 106 | mil. col./ d | 001 has limit of 400
Little Wabash II | Little Wabash River | CD-01 | Flora STP | 001 | IL0020273 | Fecal Coliform | 200 | cfu/100 ml | WQ Standard | 1/ 1.8 | DAF/DMF | 7571/ 13627 | mil. col./ d | 001 has limit of 400. Previously had exemption
Little Wabash II | Little Wabash River | CD-01 | Jeffersonville STP | 001 | ILG580076 | Fecal Coliform | 200 | cfu/100 ml | WQ Standard | 0.032/ 0.08 | DAF/DMF | 242/ 606 | mil. col./ d | Exemption. WLA calculated at downstream end of exempted reach or end of effluent pipe.
Little Wabash II | Little Wabash River | C-09/ C-22 | Noble STP | 002 | IL0025500 | Fecal Coliform | 200 | cfu/100 ml | WQ Standard | 0.1/ 0.25 | DAF/DMF | 757/ 1,893 | mil. col./ d | Exemption. WLA calculated at downstream end of exempted reach or end of effluent pipe.
Little Wabash II | Little Wabash River | C-09 | Parkersburg STP | 001 | IL0071374 | Fecal Coliform | 200 | cfu/100 ml | WQ Standard | 0.03/ 0.123 | DAF/DMF | 227/ 931 | mil. col./ d | Exemption. WLA calculated at downstream end of exempted reach or end of effluent pipe.
Mackinaw River | Mackinaw River | IL_DK-13 | Amigoni Construction – Bachman Pit |  | ILG840187 | Fecal coliform | 200 | cfu/100 ml | WQ Standard | NA | None - SPPD |  |  | Stormwater and pit pump discharge (SPPD), NPDES facility draining to unimpaired segment. Permit terminated in terminated in February 2018.
Mackinaw River | Mackinaw River | IL_DK-13 | Anchor WTP |  | ILG640167 | Fecal coliform | 200 | cfu/100 ml | WQ Standard | NA | None - PWS |  |  | Public Water Supply (PWS), NPDES facility draining to unimpaired segment
Mackinaw River | Mackinaw River | IL_DK-17 | Anchor WTP |  | ILG640167 | Nitrate (as Nitrogen) | 10 | mg/L | WQ Standard | NA | None - PWS |  |  | Public Water Supply (PWS), NPDES facility draining to unimpaired segment
Mackinaw River | Mackinaw River | IL_DK-13 | Bloomington City MS4 | Various (MS4 Discharge) | ILR400296 | Fecal coliform | 200 | cfu/100 ml | WQ Standard | Variable | Various (MS4 Discharge) | 5.3 / 1.5 / 0.56 / 0.10 / 0.014 | billion cfu/day | WLA = High Flows / Moist Conditions / Mid-Range Flows / Dry Conditions / Low Flows - Fecal coliform WLA values based on the geomean standard
Mackinaw River | Mackinaw River | IL_DK-17 | Bloomington City MS4 | Various (MS4 Discharge) | ILR400296 | Nitrate (as Nitrogen) | 10 | mg/L | WQ Standard | Variable | Various (MS4 Discharge) | 58 / 19 / 7.1 / 1.3 / 0.26 | lbs/day | WLA = High Flows / Moist Conditions / Mid-Range Flows / Dry Conditions / Low Flows
Mackinaw River | Mackinaw River | IL_DK-13 | City of Bloomington WTP |  | ILG640278 | Fecal coliform | 200 | cfu/100 ml | WQ Standard | 0.09 | DAF only. |  |  | Public Water Supply (PWS), NPDES facility draining to unimpaired segment
Mackinaw River | Mackinaw River | IL_DK-17 | City of Bloomington WTP |  | ILG640278 | Nitrate (as Nitrogen) | 10 | mg/L | WQ Standard | 0.09 | DAF only. |  |  | Public Water Supply (PWS), NPDES facility draining to unimpaired segment
Mackinaw River | Mackinaw River | IL_DK-13 | City of El Paso WWTP | 001 | ILG582005 | Fecal coliform | 200 | cfu/100 ml | WQ Standard | 0.461 / 1.15 | DAF/DMF | 8.7 / 3.5 | billion cfu/day | Exemption. WLA calculated at downstream end of exempted reach or end of effluent pipe.
Mackinaw River | Mackinaw River | IL_DK-13 | City of Eureka STP | B01 (internal outfall) | IL0025119 | Fecal coliform | 200 | cfu/100 ml | WQ Standard | 0.59 / 1.84 | DAF/DMF | 14 / 4.5 | billion cfu/day | WLA = High Flows / Moist Conditions to Low Flows (same value at each flow zone). Fecal coliform WLA values based on the geomean standard
Mackinaw River | Mackinaw River | IL_DK-13 | COMLARA Park STP | 001 | IL0036391 | Fecal coliform | 200 | cfu/100 ml | WQ Standard | 0.022 / 0.055 | DAF/DMF | 0.42 / 0.17 | billion cfu/day | WLA = High Flows / Moist Conditions to Low Flows (same value at each flow zone). Fecal coliform WLA values based on the geomean standard
Mackinaw River | Mackinaw River | IL_DK-17 | COMLARA Park STP | 001 | IL0036391 | Nitrate (as Nitrogen) | 10 | mg/L | WQ Standard | 0.022 / 0.055 | DAF/DMF | 4.6 / 1.8 | bs/day | WLA = High Flows / Moist Conditions to Low Flows.
Mackinaw River | Mackinaw River | IL_DK-13 | Dry Grove Township MS4 | Various (MS4 Discharge) | ILR400041 | Fecal coliform | 200 | cfu/100 ml | WQ Standard | Variable | Various (MS4 Discharge) | 20.0 / 5.7 / 2.1 / 0.36 / 0.052 | billion cfu/day | WLA = High Flows / Moist Conditions / Mid-Range Flows / Dry Conditions / Low Flows - Fecal coliform WLA values based on the geomean standard
Mackinaw River | Mackinaw River | IL_DK-17 | Dry Grove Township MS4 | Various (MS4 Discharge) | ILR400041 | Nitrate (as Nitrogen) | 10 | mg/L | WQ Standard | Variable | Various (MS4 Discharge) | 219 / 72 / 27 / 4.9 / 1.0 | lbs/day | WLA = High Flows / Moist Conditions / Mid-Range Flows / Dry Conditions / Low Flows
Mackinaw River | Mackinaw River | IL_DK-13 | East Bay Camp Conference Center STP | 001 | IL0025666 | Fecal coliform | 200 | cfu/100 ml | WQ Standard | 0.03 / 0.05 | DAF/DMF | 0.38 / 0.23 | billion cfu/day | WLA = High Flows / Moist Conditions to Low Flows (same value at each flow zone). Fecal coliform WLA values based on the geomean standard
Mackinaw River | Mackinaw River | IL_DK-17 | East Bay Camp Conference Center STP | 001 | IL0025666 | Nitrate (as Nitrogen) | 10 | mg/L | WQ Standard | 0.03 / 0.05 | DAF/DMF | 4.2 / 2.5 | lbs/day | WLA = High Flows / Moist Conditions to Low Flows.
Mackinaw River | Mackinaw River | IL_DK-13 | Eureka WTP |  | ILG640231 | Fecal coliform | 200 | cfu/100 ml | WQ Standard | NA | None - PWS |  |  | Public Water Supply (PWS), NPDES facility draining to unimpaired segment
Mackinaw River | Mackinaw River | IL_DK-13 | Forestview Utilities Corporation STP | 001 | IL0053899 | Fecal coliform | 200 | cfu/100 ml | WQ Standard | 0.01 / 0.25 | DAF/DMF | 1.9 / 0.076 | billion cfu/day | WLA = High Flows / Moist Conditions to Low Flows (same value at each flow zone). Fecal coliform WLA values based on the geomean standard
Mackinaw River | Mackinaw River | IL_DK-13 | Goodfield STP | 001 | IL0048054 | Fecal coliform | 200 | cfu/100 ml | WQ Standard | 0.2 / 0.4 | DAF/DMF | 3.0 / 1.5 | billion cfu/day | WLA = High Flows / Moist Conditions to Low Flows (same value at each flow zone). Fecal coliform WLA values based on the geomean standard
Mackinaw River | Mackinaw River | IL_DK-13 | I-74 South Mackinaw Dells Rest Area STP | 001 | IL0040762 | Fecal coliform | 200 | cfu/100 ml | WQ Standard | 0.003 / 0.0075 | DAF/DMF | 0.057 / 0.023 | billion cfu/day | WLA = High Flows / Moist Conditions to Low Flows (same value at each flow zone). Fecal coliform WLA values based on the geomean standard
Mackinaw River | Mackinaw River | IL_DK-13 | ILDOT-I74 Woodford Co N WWTP | 001 | ILG551035 | Fecal coliform | 200 | cfu/100 ml | WQ Standard | 0.015 / 0.03 | DAF/DMF | 0.23 / 0.11 | billion cfu/day | Exemption. WLA calculated at downstream end of exempted reach or end of effluent pipe.
Mackinaw River | Mackinaw River | IL_DK-13 | Illinois Department of Transportation (road authority) | Various (MS4 Discharge) | ILR400493 | Fecal coliform | 200 | cfu/100 ml | WQ Standard | Variable | Various (MS4 Discharge) | 1.1 / 0.32 / 0.12 / 0.020 / 0.0029 | billion cfu/day | WLA = High Flows / Moist Conditions / Mid-Range Flows / Dry Conditions / Low Flows - Fecal coliform WLA values based on the geomean standard
Mackinaw River | Mackinaw River | IL_DK-17 | Illinois Department of Transportation (road authority) | Various (MS4 Discharge) | ILR400493 | Nitrate (as Nitrogen) | 10 | mg/L | WQ Standard | Variable | Various (MS4 Discharge) | 12 / 4.0 / 1.5 / 0.27 / 0.055 | lbs/day | WLA = High Flows / Moist Conditions / Mid-Range Flows / Dry Conditions / Low Flows
Mackinaw River | Mackinaw River | IL_DK-13 | McLean County MS4 | Various (MS4 Discharge) | ILR400265 | Fecal coliform | 200 | cfu/100 ml | WQ Standard | Variable | Various (MS4 Discharge) | 1.6 / 0.46 / 0.17 / 0.029 / 0.0042 | billion cfu/day | WLA = High Flows / Moist Conditions / Mid-Range Flows / Dry Conditions / Low Flows - Fecal coliform WLA values based on the geomean standard
Mackinaw River | Mackinaw River | IL_DK-17 | McLean County MS4 | Various (MS4 Discharge) | ILR400265 | Nitrate (as Nitrogen) | 10 | mg/L | WQ Standard | Variable | Various (MS4 Discharge) | 18 / 5.8 / 2.1/ 0.39 / 0.078 | lbs/day | WLA = High Flows / Moist Conditions / Mid-Range Flows / Dry Conditions / Low Flows
Mackinaw River | Mackinaw River | IL_DK-13 | Metamora South WWTP | 001 | IL0021521 | Fecal coliform | 200 | cfu/100 ml | WQ Standard | 0.38 / 0.96 | DAF/DMF | 7.3 / 2.9 | billion cfu/day | WLA = High Flows / Moist Conditions to Low Flows (same value at each flow zone). Fecal coliform WLA values based on the geomean standard
Mackinaw River | Mackinaw River | IL_DK-13 | Normal Township MS4 | Various (MS4 Discharge) | ILR400097 | Fecal coliform | 200 | cfu/100 ml | WQ Standard | Variable | Various (MS4 Discharge) | 138.0 / 41.0 / 15.0 / 2.50 / 0.37 | billion cfu/day | WLA = High Flows / Moist Conditions / Mid-Range Flows / Dry Conditions / Low Flows - Fecal coliform WLA values based on the geomean standard
Mackinaw River | Mackinaw River | IL_DK-17 | Normal Township MS4 | Various (MS4 Discharge) | ILR400097 | Nitrate (as Nitrogen) | 10 | mg/L | WQ Standard | Variable | Various (MS4 Discharge) | 1,537 / 503 / 186 / 34 / 6.8 | lbs/day | WLA = High Flows / Moist Conditions / Mid-Range Flows / Dry Conditions / Low Flows
Mackinaw River | Mackinaw River | IL_DK-13 | Normal, Town MS4 | Various (MS4 Discharge) | ILR400399 | Fecal coliform | 200 | cfu/100 ml | WQ Standard | Variable | Various (MS4 Discharge) | 42.0 / 12.0 / 4.5 / 0.77 / 0.11 | billion cfu/day | WLA = High Flows / Moist Conditions / Mid-Range Flows / Dry Conditions / Low Flows - Fecal coliform WLA values based on the geomean standard
Mackinaw River | Mackinaw River | IL_DK-17 | Normal, Town MS4 | Various (MS4 Discharge) | ILR400399 | Nitrate (as Nitrogen) | 10 | mg/L | WQ Standard | Variable | Various (MS4 Discharge) | 468 / 153 / 57 / 10 / 2.1 | lbs/day | WLA = High Flows / Moist Conditions / Mid-Range Flows / Dry Conditions / Low Flows
Mackinaw River | Mackinaw River | IL_DK-13 | Old Town Township MS4 | Various (MS4 Discharge) | ILR400598 | Fecal coliform | 200 | cfu/100 ml | WQ Standard | Variable | Various (MS4 Discharge) | 5.3 / 1.5 / 0.56 / 0.10 / 0.014 | billion cfu/day | WLA = High Flows / Moist Conditions / Mid-Range Flows / Dry Conditions / Low Flows - Fecal coliform WLA values based on the geomean standard
Mackinaw River | Mackinaw River | IL_DK-17 | Old Town Township MS4 | Various (MS4 Discharge) | ILR400598 | Nitrate (as Nitrogen) | 10 | mg/L | WQ Standard | Variable | Various (MS4 Discharge) | 58 / 19 / 7.1 / 1.3 / 0.26 | lbs/day | WLA = High Flows / Moist Conditions / Mid-Range Flows / Dry Conditions / Low Flows
Mackinaw River | Mackinaw River | IL_DK-13 | Prairie View Supplemental Treatment Facility | 001 | IL0074365 | Fecal coliform | 200 | cfu/100 ml | WQ Standard | 0.007 / 0.017 | DAF/DMF | 0.13 / 0.053 | billion cfu/day | WLA = High Flows / Moist Conditions to Low Flows (same value at each flow zone). Fecal coliform WLA values based on the geomean standard
Mackinaw River | Mackinaw River | IL_DK-17 | Prairie View Supplemental Treatment Facility | 001 | IL0074365 | Nitrate (as Nitrogen) | 10 | mg/L | WQ Standard | 0.007 / 0.017 | DAF/DMF | 1.4 / 0.58 | lbs/day | WLA = High Flows / Moist Conditions to Low Flows.
Mackinaw River | Mackinaw River | IL_DK-13 | Roanoke WWTP | 001 | ILG580074 | Fecal coliform | 200 | cfu/100 ml | WQ Standard | 0.22 / 0.8 | DAF/DMF | 6.10 / 1.7 | billion cfu/day | Exemption. WLA calculated at downstream end of exempted reach or end of effluent pipe.
Mackinaw River | Mackinaw River | IL_DK-13 | Secor WTP |  | ILG640120 | Fecal coliform | 200 | cfu/100 ml | WQ Standard | NA | None - PWS |  |  | Public Water Supply (PWS), NPDES facility draining to unimpaired segment
Mackinaw River | Mackinaw River | IL_DK-13 | Timberline MHP WWTP | 001 | ILG551095 | Fecal coliform | 200 | cfu/100 ml | WQ Standard | 0.051 / 0.128 | DAF/DMF | 1.0 / 0.39 | billion cfu/day | Exemption. WLA calculated at downstream end of exempted reach or end of effluent pipe.
Mackinaw River | Mackinaw River | IL_DK-17 | Timberline MHP WWTP | 001 | ILG551095 | Nitrate (as Nitrogen) | 10 | mg/L | WQ Standard | 0.051 / 0.128 | DAF/DMF | 11.0 / 4.3 | lbs/day | WLA = High Flows / Moist Conditions to Low Flows.
Mackinaw River | Mackinaw River | IL_DK-13 | Towanda Village | Various (MS4 Discharge) | ILR400738 | Fecal coliform | 200 | cfu/100 ml | WQ Standard | Variable | Various (MS4 Discharge) | 9.3 / 2.7 / 1.0 / 0.17 / 0.025 | billion cfu/day | WLA = High Flows / Moist Conditions / Mid-Range Flows / Dry Conditions / Low Flows - Fecal coliform WLA values based on the geomean standard. NPDES Permit numder was misidentified in TMDL report; Correct # given here.
Mackinaw River | Mackinaw River | IL_DK-17 | Towanda Village | Various (MS4 Discharge) | ILR400738 | Nitrate (as Nitrogen) | 10 | mg/L | WQ Standard | Variable | Various (MS4 Discharge) | 103 / 34 / 12 / 2.3 / 0.46 | lbs/day | WLA = High Flows / Moist Conditions / Mid-Range Flows / Dry Conditions / Low Flows - Fecal coliform WLA values based on the geomean standard. NPDES Permit numder was misidentified in TMDL report; Correct # given here.
Mackinaw River | Mackinaw River | IL_DK-13 | Village of Colfax WWTP | 001 | ILG580078 | Fecal coliform | 200 | cfu/100 ml | WQ Standard | 0.11 / 0.28 | DAF/DMF | 2.1 / 0.83 | billion cfu/day | Exemption. WLA calculated at downstream end of exempted reach or end of effluent pipe.
Mackinaw River | Mackinaw River | IL_DK-17 | Village of Colfax WWTP | 001 | ILG580078 | Nitrate (as Nitrogen) | 10 | mg/L | WQ Standard | 0.11 / 0.28 | DAF/DMF | 23.0 / 9.2 | lbs/day | WLA = High Flows / Moist Conditions to Low Flows.
Mackinaw River | Mackinaw River | IL_DK-13 | Village of Gridley WWTP | 001 | ILG580102 | Fecal coliform | 200 | cfu/100 ml | WQ Standard | 0.188 / 0.47 | DAF/DMF | 3.6 / 1.4 | billion cfu/day | Exemption. WLA calculated at downstream end of exempted reach or end of effluent pipe.
Mackinaw River | Mackinaw River | IL_DK-17 | Village of Gridley WWTP | 001 | ILG580102 | Nitrate (as Nitrogen) | 10 | mg/L | WQ Standard | 0.188 / 0.47 | DAF/DMF | 39.0 / 16.0 | lbs/day | WLA = High Flows / Moist Conditions to Low Flows.
Mackinaw River | Mackinaw River | NA | Village of Manito STP | 001 | IL0035904 | N/A |  |  |  | 0.2 / 0.5 | DAF/DMF |  |  | The Village of Manito STP discharges to impaired subwatershed for segment IL_DKB-01 that is not addressed in the Mackinaw TMDL report.
Mackinaw River | Mackinaw River | IL_DK-13 | Washington Township MS4 | Various (MS4 Discharge) | ILR400146 | Fecal coliform | 200 | cfu/100 ml | WQ Standard | Variable | Various (MS4 Discharge) | 104.0 / 30.0 / 11.0 / 1.90 / 0.27 | billion cfu/day | WLA = High Flows / Moist Conditions / Mid-Range Flows / Dry Conditions / Low Flows - Fecal coliform WLA values based on the geomean standard
Mackinaw River | Mackinaw River | IL_DK-13 | Westwind Estates STP | 001 | IL0073032 | Fecal coliform | 200 | cfu/100 ml | WQ Standard | 0.024 / 0.048 | DAF/DMF | 0.36 / 0.18 | billion cfu/day | WLA = High Flows / Moist Conditions to Low Flows (same value at each flow zone). Fecal coliform WLA values based on the geomean standard
Mackinaw River | Mackinaw River | IL_DK-17 | Westwind Estates STP | 001 | IL0073032 | Nitrate (as Nitrogen) | 10 | mg/L | WQ Standard | 0.024 / 0.048 | DAF/DMF | 4.0 / 2.0 | lbs/day | WLA = High Flows / Moist Conditions to Low Flows.
Mackinaw River | Mackinaw River | IL_DK-13 | Worth Township MS4 | Various (MS4 Discharge) | ILR400158 | Fecal coliform | 200 | cfu/100 ml | WQ Standard | Variable | Various (MS4 Discharge) | 51.0 / 15.0 / 5.4 / 0.92 / 0.13 | billion cfu/day | WLA = High Flows / Moist Conditions / Mid-Range Flows / Dry Conditions / Low Flows - Fecal coliform WLA values based on the geomean standard
Macoupin Creek | Macoupin Creek | DA-04 | Carlinville STP | 001 | IL0022675 | Fecal Coliform | 200 | cfu/100 ml | WQ Standard | 1.5 | DAF | 11400 | mil. col./ d | Exemption. WLA calculated at downstream end of exempted reach or end of effluent pipe.
Macoupin Creek | Macoupin Creek | DA-04 | Carlinville STP- CSOs | A01 | IL0022675 | Fecal Coliform | 400 | cfu/100 ml | WQ Standard |  | high flow only | 7490 | mil. col./ d | A01 has a permit limit of 400
Macoupin Creek | Macoupin Creek | DA-04 | Farmersville STP | 001 | ILG580126 | Fecal Coliform | 200 | cfu/100 ml | WQ Standard | 0.125 | DAF | 947 | mil. col./ d | Exemption. WLA calculated at downstream end of exempted reach or end of effluent pipe.
Macoupin Creek | Macoupin Creek | DA-04 | IL DNR- Beaver Dam State Park Shower | 001 | IL0069175 | Fecal Coliform | 200 | cfu/100 ml | WQ Standard | 0.0024 | DAF | 18 | mil. col./ d | Exemption. WLA calculated at downstream end of exempted reach or end of effluent pipe.
Macoupin Creek | Macoupin Creek | DA-04 | Lake Williamson Christian Center | 001 | IL0045373 | Fecal Coliform | 200 | cfu/100 ml | WQ Standard | 0.032 | DAF | 242 | mil. col./ d | 001 has a limit of 200/400
Macoupin Creek | Macoupin Creek | DA-04 | Monterey Coal #1 Mine North | 001, 002A | IL0056022 | Fecal Coliform | 200 | cfu/100 ml | WQ Standard | N/A |  | 91 | mil. col./ d | 002A has an exemption. WLA calculated at downstream end of exempted reach or end of effluent pipe.
Macoupin Creek | Macoupin Creek | DA-04 | Nilwood STP | 001 | ILG580090 | Fecal Coliform | 200 | cfu/100 ml | WQ Standard | 0.049 | DAF | 371 | mil. col./ d | Exemption. WLA calculated at downstream end of exempted reach or end of effluent pipe.
Macoupin Creek | Macoupin Creek | DA-04 | Royal Lakes STP | 001 | IL0071391 | Fecal Coliform | 200 | cfu/100 ml | WQ Standard | 0.041 | DAF | 311 | mil. col./ d | Exemption. WLA calculated at downstream end of exempted reach or end of effluent pipe.
Macoupin Creek | Macoupin Creek | DA-04 | Shipman STP | 001 | IL0063088 | Fecal Coliform | 200 | cfu/100 ml | WQ Standard | 0.08 | DAF | 606 | mil. col./ d | Exemption. WLA calculated at downstream end of exempted reach or end of effluent pipe.
Mauvaisse Terre | Mauvaisse Terre Creek | DD-04 | Chapin STP | 001 | ILG580166 | Fecal Coliform | 200 | cfu/100 ml | WQ Standard | 0.1/ 0.25 | DAF/DMF | 757/ 1893 | mil. col./ d | Exemption. WLA calculated at downstream end of exempted reach or end of effluent pipe.
Mauvaisse Terre | Mauvaisse Terre Creek | DD-04 | Jacksonville STP | 001 | IL0021661 | Fecal Coliform | 200 | cfu/100 ml | WQ Standard | 7.57/ 15 | DAF/DMF | 57305/ 113550 | mil. col./ d | 001 has a limit of 200/400
Mauvaisse Terre | Mauvaisse Terre Creek | DD-04 | Jacksonville STP- CSOs | CSOs | IL0021661 | Fecal Coliform | 200 | cfu/100 ml | WQ Standard | 57.93 | high flow only | 438530 | mil. col./ d | 004 has a limit of 200/400. 3 discharges combined
Mauvaisse Terre | Mauvaisse Terre Creek | DD-04 | Marnico Village | 001 | IL0055085 | Fecal Coliform | 200 | cfu/100 ml | WQ Standard | 0.041/ 0.102 | DAF/DMF | 310/ 772 | mil. col./ d | 001 has a limit of 200
Middle Illinois River | Illinois River | D-05 | AIR LIQUIDE INDUSTRIAL US LP | 001, 002, 003 | IL0070122 | Fecal coliform | 200 | cfu/100ml | WQ Standard | 0.0091 |  | 29,053 / 5,003 / 2,678 /2,054 / 1,721 | G-org/day (DAF) | Total WLA under High Flows / Moist Conditions / Mid-Range Flows / Dry Conditions / Low Flows. Exempt
Middle Illinois River | Illinois River | D-16 | AMERICAN NICKELOID CO-PERU | 001, A10, 002, 003 | IL0001724 | Fecal coliform | 200 | cfu/100ml | WQ Standard | 0.032 |  | 17,751 / 409 / 195 /195 / 195 | G-org/day (DAF) | Total WLA under High Flows / Moist Conditions / Mid-Range Flows / Dry Conditions / Low Flows.
Middle Illinois River | Illinois River | D-05 | AMOCO OIL-PEORIA TERMINAL | 002 | IL0067563 | Fecal coliform | 200 | cfu/100ml | WQ Standard | N/A |  | 29,053 / 5,003 / 2,678 /2,054 / 1,721 | G-org/day (DAF) | Total WLA under High Flows / Moist Conditions / Mid-Range Flows / Dry Conditions / Low Flows. Permit was terminated in 2012.
Middle Illinois River | Illinois River | D-05 | ARCHER DANIELS MIDLAND-PEORIA | 001, 003, 002, 004, 005, 006, 007, 008-010 | IL0061930 | Fecal coliform | 200 | cfu/100ml | WQ Standard | 63.21 |  | 29,053 / 5,003 / 2,678 /2,054 / 1,721 | G-org/day (DAF) | Total WLA under High Flows / Moist Conditions / Mid-Range Flows / Dry Conditions / Low Flows.
Middle Illinois River | Illinois River | D-05 | AVENTINE RENEWABLE ENERGY | 001, B01, C01, 002 | IL0001953 | Fecal coliform | 200 | cfu/100ml | WQ Standard | 34.73 |  | 29,053 / 5,003 / 2,678 /2,054 / 1,721 | G-org/day (DAF) | Total WLA under High Flows / Moist Conditions / Mid-Range Flows / Dry Conditions / Low Flows.
Middle Illinois River | Kickapoo Creek | DL-01 | Brimfield SD STP | 001 | ILG580050 | Fecal Coliform | 200 | cfu/100ml | WQ Standard | 0.14 / 0.52 |  | 1,744 / 565 / 216 / 86 / 47 | G-org/day (DAF / DMF) | Exemption. WLA calculated at downstream end of exempted reach or end of effluent pipe.
Middle Illinois River | Big Bureau Creek | DQ-03 | BUREAU JUNCTION STP | 001, 002 | IL0033120 | Fecal Coliform | 200 | cfu/100ml | WQ Standard | 0.071 / 0.178 |  | 101 / 101 / 34 / 34 / 18 | G-org/day (DAF / DMF) | Total WLA under High Flows / Moist Conditions / Mid-Range Flows / Dry Conditions / Low Flows. Exempt
Middle Illinois River | Illinois River | D-05 | CARMI WWTP | 001, | IL0027910 | Fecal coliform | 200 | cfu/100ml | WQ Standard | 1.4 / 3.2 |  | 29,053 / 5,003 / 2,678 /2,054 / 1,721 | G-org/day (DAF / DMF) | Total WLA under High Flows / Moist Conditions / Mid-Range Flows / Dry Conditions / Low Flows. Permit limit 400.
Middle Illinois River | Illinois River | D-30 | CATERPILLAR INC.- PEORIA | 001, 002 -12 | IL0024163 | Fecal coliform | 200 | cfu/100ml | WQ Standard | 0.006 |  | 23,509 / 1,375 / 693 / 550 / 475 | G-org/day (DAF) | Total WLA under High Flows / Moist Conditions / Mid-Range Flows / Dry Conditions / Low Flows. Exempt
Middle Illinois River | Illinois River | D-30 | CATERPILLAR INC.- PEORIA | 001 | IL0024163 | Manganese |  |  |  | 0.006 |  | 343 / 343 / 311 / 311 / 311 | lbs/day | Total WLA under High Flows / Moist Conditions / Mid-Range Flows / Dry Conditions / Low Flows. Exempt
Middle Illinois River | Illinois River | D-05 | CATERPILLAR INC.-EAST PEORIA | 001, 002, 003, 004, 005, 006 | IL0002291 | Fecal coliform | 200 | cfu/100ml | WQ Standard | 10 |  | 29,053 / 5,003 / 2,678 /2,054 / 1,721 | G-org/day (DAF) | Total WLA under High Flows / Moist Conditions / Mid-Range Flows / Dry Conditions / Low Flows.
Middle Illinois River | Illinois River | D-05 | CATERPILLAR INC.-MAPLETON | 001, A01, C01, 002, 003, 004, 005, 006, 007, 008, 009, | IL0001830 | Fecal coliform | 200 | cfu/100ml | WQ Standard | 4.3 |  | 29,053 / 5,003 / 2,678 /2,054 / 1,721 | G-org/day (DAF) | Total WLA under High Flows / Moist Conditions / Mid-Range Flows / Dry Conditions / Low Flows. Permit limit 400.
Middle Illinois River | Illinois River | D-30 | CATERPILLAR INC-MOSSVILLE | 001, 002, 003 | IL0001414 | Fecal coliform | 200 | cfu/100ml | WQ Standard | 2.48 |  | 23,509 / 1,375 / 693 / 550 / 475 | G-org/day (DAF) | Total WLA under High Flows / Moist Conditions / Mid-Range Flows / Dry Conditions / Low Flows. Permit limit 400
Middle Illinois River | Illinois River | D-30 | CATERPILLAR INC-MOSSVILLE | 001, 002, 003 | IL0001414 | Manganese |  |  |  | 2.48 |  | 343 / 343 / 311 / 311 / 311 | lbs/day | Total WLA under High Flows / Moist Conditions / Mid-Range Flows / Dry Conditions / Low Flows. Permit limit 400
Middle Illinois River | Illinois River | D-30 | CATERPILLAR TRAILS PWD WTP | 001 | IL0077321 | Fecal coliform | 200 | cfu/100ml | WQ Standard | N/A |  | 23,509 / 1,375 / 693 / 550 / 475 | G-org/day (DAF) | Total WLA under High Flows / Moist Conditions / Mid-Range Flows / Dry Conditions / Low Flows.
Middle Illinois River | Illinois River | D-30 | CATERPILLAR TRAILS PWD WTP | 001 | IL0077321 | Manganese |  |  |  | N/A |  | 343 / 343 / 311 / 311 / 311 | lbs/day | Total WLA under High Flows / Moist Conditions / Mid-Range Flows / Dry Conditions / Low Flows. Outfall for lime sludge lagoon decant wastewater and filter backwash lagoon effluent.
Middle Illinois River | Illinois River | D-30 | CEDAR BLUFF UTILITIES, INC STP | 001 | IL0059391 | Fecal coliform | 200 | cfu/100ml | WQ Standard | 0.07 / 0.175 |  | 23,509 / 1,375 / 693 / 550 / 475 | G-org/day (DAF / DMF) | Total WLA under High Flows / Moist Conditions / Mid-Range Flows / Dry Conditions / Low Flows. Exempt.
Middle Illinois River | Illinois River | D-30 | CEDAR BLUFF UTILITIES, INC STP | 001 | IL0059391 | Manganese |  |  |  | 0.07 / 0.175 |  | 343 / 343 / 311 / 311 / 311 | lbs/day (DAF / DMF) | Total WLA under High Flows / Moist Conditions / Mid-Range Flows / Dry Conditions / Low Flows. Exempt.
Middle Illinois River | Illinois River | D-16 | Cedar Point STP | 001 | ILG580008 | Fecal coliform | 200 | cfu/100ml | WQ Standard | 0.05 / 0.125 |  | 17,751 / 409 / 195 /195 / 195 | G-org/day (DAF / DMF) | Exemption. WLA calculated at downstream end of exempted reach or end of effluent pipe.
Middle Illinois River | Big Bureau Creek | DQ-03 | CENTRAL LIMESTONE CO-MORRIS | 001 | IL0065056 | Fecal Coliform | 200 | cfu/100ml | WQ Standard | N/A |  | 101 / 101 / 34 / 34 / 18 | G-org/day (DAF) | Total WLA under High Flows / Moist Conditions / Mid-Range Flows / Dry Conditions / Low Flows.
Middle Illinois River | Illinois River | D-16 | CF INDUSTRIES - PERU | 002 | IL0001783 | Fecal coliform | 200 | cfu/100ml | WQ Standard | 0.002 |  | 17,751 / 409 / 195 /195 / 195 | G-org/day (DAF) | Total WLA under High Flows / Moist Conditions / Mid-Range Flows / Dry Conditions / Low Flows. Permit terminated in 2019.
Middle Illinois River | Illinois River | D-16 | Cherry WTP | 001 | IL0051705 | Fecal coliform | 200 | cfu/100ml | WQ Standard | N/A |  | 17,751 / 409 / 195 /195 / 195 | G-org/day (DAF) | Total WLA under High Flows / Moist Conditions / Mid-Range Flows / Dry Conditions / Low Flows.
Middle Illinois River | Illinois River | D-30 | CHILLICOTHE SD STP | 001 | IL0023159 | Fecal coliform | 200 | cfu/100ml | WQ Standard | 0.8 / 2.0 |  | 23,509 / 1,375 / 693 / 550 / 475 | G-org/day (DAF / DMF) | Total WLA under High Flows / Moist Conditions / Mid-Range Flows / Dry Conditions / Low Flows. Permit limit 400
Middle Illinois River | Illinois River | D-30 | CHILLICOTHE SD STP | 001 | IL0023159 | Manganese |  |  |  | 0.8 / 2.0 |  | 343 / 343 / 311 / 311 / 311 | lbs/day (DAF / DMF) | Total WLA under High Flows / Moist Conditions / Mid-Range Flows / Dry Conditions / Low Flows. Permit limit 400
Middle Illinois River |  |  | Cincinnati Township | Various (MS4 Discharge) | ILR400683
Middle Illinois River |  |  | City of Bellevue | Various (MS4 Discharge) | ILR400165
Middle Illinois River |  |  | City of Creve Coeur | Various (MS4 Discharge) | ILR400322
Middle Illinois River |  |  | City of East Peoria | Various (MS4 Discharge) | ILR400331
Middle Illinois River |  |  | City of Marquette Heights | Various (MS4 Discharge) | ILR400381
Middle Illinois River |  |  | City of North Pekin | Various (MS4 Discharge) | ILR400403
Middle Illinois River |  |  | City of Pekin | Various (MS4 Discharge) | ILR400423
Middle Illinois River |  |  | City of Peoria | Various (MS4 Discharge) | ILR400424
Middle Illinois River |  |  | City of Peoria Heights | Various (MS4 Discharge) | ILR400425
Middle Illinois River | Farm Creek | DZZP-03 | CITY OF WASHINGTON STP #1 | 001 | IL0024881 | Chloride |  |  |  | 0.6 / 0.6 |  | 3,079,192 / 101,931 / 34,870 / 23,156 / 16,827 | lbs/day (DAF / DMF) | Total WLA under High Flows / Moist Conditions / Mid-Range Flows / Dry Conditions / Low Flows. Exempt
Middle Illinois River |  |  | City of West Peoria | Various (MS4 Discharge) | ILR400506
Middle Illinois River | Illinois River | D-05 | CONAGRA INTERNATIONAL-N PEKIN | 001 | IL0073270 | Fecal coliform | 200 | cfu/100ml | WQ Standard | 0.078 |  | 29,053 / 5,003 / 2,678 /2,054 / 1,721 | G-org/day (DAF) | Total WLA under High Flows / Moist Conditions / Mid-Range Flows / Dry Conditions / Low Flows.
Middle Illinois River | Illinois River | D-05 | COYOTE CREEK HOMEOWNERS ASSN | 001 | IL0074560 | Fecal coliform | 200 | cfu/100ml | WQ Standard | 0.03 / 0.03 |  | 29,053 / 5,003 / 2,678 /2,054 / 1,721 | G-org/day (DAF / DMF) | Total WLA under High Flows / Moist Conditions / Mid-Range Flows / Dry Conditions / Low Flows. Exempt
Middle Illinois River | Illinois River | D-05 | CREVE COEUR WWTP | 001 (combined A01 and B01). | IL0021237 | Fecal coliform | 200 | cfu/100ml | WQ Standard | 1.55 / 4.85 |  | 29,053 / 5,003 / 2,678 /2,054 / 1,721 | G-org/day (DAF / DMF) | Total WLA under High Flows / Moist Conditions / Mid-Range Flows / Dry Conditions / Low Flows. Outfall 001, A01- Permit limit 400
Middle Illinois River | Illinois River | D-16 | Dalzell STP | 001 | ILG580130 | Fecal coliform | 200 | cfu/100ml | WQ Standard | 0.11 / 0.275 |  | 17,751 / 409 / 195 /195 / 195 | G-org/day (DAF / DMF) | Exemption. WLA calculated at downstream end of exempted reach or end of effluent pipe.
Middle Illinois River | Illinois River | D-05 | DEGUSSA/GOLDSCHMIDT CHEMICAL | 001, 002 | IL0023728 | Fecal coliform | 200 | cfu/100ml | WQ Standard | 0.323 |  | 29,053 / 5,003 / 2,678 /2,054 / 1,721 | G-org/day (DAF) | Total WLA under High Flows / Moist Conditions / Mid-Range Flows / Dry Conditions / Low Flows.
Middle Illinois River | Illinois River | D-16 | DEPUE STP | 001 | IL0023523 | Fecal coliform | 200 | cfu/100ml | WQ Standard | 0.48 / 0.96 |  | 17,751 / 409 / 195 /195 / 195 | G-org/day (DAF / DMF) | Total WLA under High Flows / Moist Conditions / Mid-Range Flows / Dry Conditions / Low Flows. Permit Limit 400.
Middle Illinois River | Big Bureau Creek | DQ-03 | DOVER WTP | 001 | IL0063363 | Fecal Coliform | 200 | cfu/100ml | WQ Standard | N/A |  | 101 / 101 / 34 / 34 / 18 | G-org/day (DAF) | Total WLA under High Flows / Moist Conditions / Mid-Range Flows / Dry Conditions / Low Flows.
Middle Illinois River | Kickapoo Creek | DL-01 | Dunlap STP | 001 | ILG580099 | Fecal Coliform | 200 | cfu/100ml | WQ Standard | 0.095 / 0.24 |  | 1,744 / 565 / 216 / 86 / 47 | G-org/day (DAF / DMF) | Exemption. WLA calculated at downstream end of exempted reach or end of effluent pipe.
Middle Illinois River | Illinois River | D-16 | Dynegy Midwest Gen -- Hennepin | 001, A01, 002, 003, 004, 010 | IL0001554 | Fecal coliform | 200 | cfu/100ml | WQ Standard |  |  | 17,751 / 409 / 195 /195 / 195 | G-org/day (DAF) | Total WLA under High Flows / Moist Conditions / Mid-Range Flows / Dry Conditions / Low Flows.
Middle Illinois River | Illinois River | D-05 | EAST PEORIA STP #1 | 001, | IL0028576 | Fecal coliform | 200 | cfu/100ml | WQ Standard | 4.22 / 8.44 |  | 29,053 / 5,003 / 2,678 /2,054 / 1,721 | G-org/day (DAF / DMF) | Total WLA under High Flows / Moist Conditions / Mid-Range Flows / Dry Conditions / Low Flows. Outfalls 001, 002, 005, 007, A02- Permit limit 400
Middle Illinois River | Farm Creek | DZZP-03 | EAST PEORIA STP #1 | 001, A02, 002, 005, 007, | IL0028576 | Chloride |  |  |  | 4.22 / 8.44 |  | 3,079,192 / 101,931 / 34,870 / 23,156 / 16,827 | lbs/day (DAF / DMF) | Total WLA under High Flows / Moist Conditions / Mid-Range Flows / Dry Conditions / Low Flows. Outfalls 001, 002, 005, 007, A02- Permit limit 400
Middle Illinois River | Illinois River | D-30 | EAST PEORIA STP #3 | 001, A01 | IL0046213 | Fecal coliform | 200 | cfu/100ml | WQ Standard | 1.2 / 2.4 |  | 23,509 / 1,375 / 693 / 550 / 475 | G-org/day (DAF / DMF) | Total WLA under High Flows / Moist Conditions / Mid-Range Flows / Dry Conditions / Low Flows. Outfalls 001, 002- Permit limit 400
Middle Illinois River | Illinois River | D-30 | EAST PEORIA STP #3 | 001 | IL0046213 | Manganese |  |  |  | 1.2 / 2.4 |  | 343 / 343 / 311 / 311 / 311 | lbs/day (DAF / DMF) | Total WLA under High Flows / Moist Conditions / Mid-Range Flows / Dry Conditions / Low Flows. Outfalls 001, 002- Permit limit 400
Middle Illinois River | Kickapoo Creek | DL-01 | Elmwood STP | 001 | ILG582012 | Fecal Coliform | 200 | cfu/100ml | WQ Standard | 0.37 / 1.18 |  | 1,744 / 565 / 216 / 86 / 47 | G-org/day (DAF / DMF) | Exemption. WLA calculated at downstream end of exempted reach or end of effluent pipe.
Middle Illinois River | Illinois River | D-05 | EXCEL FOUNDRY & MACHINE, INC. | 001 | IL0063827 | Fecal coliform | 200 | cfu/100ml | WQ Standard | 0.0022 |  | 29,053 / 5,003 / 2,678 /2,054 / 1,721 | G-org/day (DAF) | Total WLA under High Flows / Moist Conditions / Mid-Range Flows / Dry Conditions / Low Flows.
Middle Illinois River | Illinois River | D-30 | GERMANTOWN HILLS STP #1 | 001, 002 | IL0028916 | Fecal coliform | 200 | cfu/100ml | WQ Standard | 0.2 / 0.5 |  | 23,509 / 1,375 / 693 / 550 / 475 | G-org/day (DAF / DMF) | Total WLA under High Flows / Moist Conditions / Mid-Range Flows / Dry Conditions / Low Flows. Exempt.
Middle Illinois River | Illinois River | D-30 | GERMANTOWN HILLS STP #1 | 001, 002 | IL0028916 | Manganese |  |  |  | 0.2 / 0.5 |  | 343 / 343 / 311 / 311 / 311 | lbs/day (DAF / DMF) | Total WLA under High Flows / Moist Conditions / Mid-Range Flows / Dry Conditions / Low Flows. Exempt.
Middle Illinois River | Illinois River | D-30 | GERMANTOWN HILLS WWTP #2 | 001 | ILG580262 | Fecal coliform | 200 | cfu/100ml | WQ Standard | 0.2 / 0.5 |  | 23,509 / 1,375 / 693 / 550 / 475 | G-org/day (DAF / DMF) | Exemption. WLA calculated at downstream end of exempted reach or end of effluent pipe.
Middle Illinois River | Illinois River | D-30 | GERMANTOWN HILLS WWTP #2 | 001 | ILG580262 | Manganese |  |  |  | 0.2. / 0.5 |  | 343 / 343 / 311 / 311 / 311 | lbs/day (DAF / DMF) | Total WLA under High Flows / Moist Conditions / Mid-Range Flows / Dry Conditions / Low Flows. Exempt
Middle Illinois River | Illinois River | D-30 | GRANDVIEW MOBILE HOME PARK | 001, | IL0026972 | Fecal coliform | 200 | cfu/100ml | WQ Standard | 0.025 / 0.062 |  | 23,509 / 1,375 / 693 / 550 / 475 | G-org/day (DAF / DMF) | Total WLA under High Flows / Moist Conditions / Mid-Range Flows / Dry Conditions / Low Flows. Exempt
Middle Illinois River | Illinois River | D-30 | GRANDVIEW MOBILE HOME PARK | 001 | IL0026972 | Manganese |  |  |  | 0.025 / 0.062 |  | 343 / 343 / 311 / 311 / 311 | lbs/day (DAF / DMF) | Total WLA under High Flows / Moist Conditions / Mid-Range Flows / Dry Conditions / Low Flows. Exempt
Middle Illinois River | Illinois River | D-16 | GRANVILLE STP | 001 | IL0022331 | Fecal coliform | 200 | cfu/100ml | WQ Standard | 0.289 / 0.504 |  | 17,751 / 409 / 195 /195 / 195 | G-org/day (DAF / DMF) | Total WLA under High Flows / Moist Conditions / Mid-Range Flows / Dry Conditions / Low Flows. Permit Limit 400.
Middle Illinois River | Kickapoo Creek | DL-01 | Hanna City SD STP | 001 | ILG582022 | Fecal Coliform | 200 | cfu/100ml | WQ Standard | 0.274 / 0.685 |  | 1,744 / 565 / 216 / 86 / 47 | G-org/day (DAF / DMF) | Exemption. WLA calculated at downstream end of exempted reach or end of effluent pipe.
Middle Illinois River | Illinois River | D-16 | HENNEPIN Industrial Development LLC. | 001 | IL0002631 | Fecal coliform | 200 | cfu/100ml | WQ Standard | N/A |  | 17,751 / 409 / 195 /195 / 195 | G-org/day (DAF) | Total WLA under High Flows / Moist Conditions / Mid-Range Flows / Dry Conditions / Low Flows. Outfall is form Stormwater Runoff (intermittent Discharge).
Middle Illinois River | Illinois River | D-16 | HENNEPIN PWD STP | 001 | IL0025313 | Fecal coliform | 200 | cfu/100ml | WQ Standard | 0.30 / 0.75 |  | 17,751 / 409 / 195 /195 / 195 | G-org/day (DAF / DMF) | Total WLA under High Flows / Moist Conditions / Mid-Range Flows / Dry Conditions / Low Flows. Permit Limit 400.
Middle Illinois River | Illinois River | D-05 | HOLLIS CONSLDTD GRD SCH STP | 001 | IL0044636 | Fecal coliform | 200 | cfu/100ml | WQ Standard | 0.005 / 0.02 |  | 29,053 / 5,003 / 2,678 /2,054 / 1,721 | G-org/day (DAF / DMF) | Total WLA under High Flows / Moist Conditions / Mid-Range Flows / Dry Conditions / Low Flows. Exempt
Middle Illinois River | Kickapoo Creek | DL-01 | HPA - Jubilee College Historic | 001 | IL0054674 | Fecal Coliform | 200 | cfu/100ml | WQ Standard | 0.002 / 0.005 |  | 1,744 / 565 / 216 / 86 / 47 | G-org/day (DAF / DMF) | Total WLA under High Flows / Moist Conditions / Mid-Range Flows / Dry Conditions / Low Flows. Exempt
Middle Illinois River | Illinois River | D-30 | IL AMERICAN WATER-PEORIA MN | 001, 002, | IL0001961 | Fecal coliform | 200 | cfu/100ml | WQ Standard | N/A |  | 23,509 / 1,375 / 693 / 550 / 475 | G-org/day (DAF) | Total WLA under High Flows / Moist Conditions / Mid-Range Flows / Dry Conditions / Low Flows. Outfalls for clarifier sludge blowdown and filter backwash.
Middle Illinois River | Illinois River | D-30 | IL AMERICAN WATER-PEORIA MN | 001, 002 | IL0001961 | Manganese |  |  |  | N/A |  | 343 / 343 / 311 / 311 / 311 | lbs/day | Total WLA under High Flows / Moist Conditions / Mid-Range Flows / Dry Conditions / Low Flows. Outfall for clarifier sludge blowdown and filter backwash.
Middle Illinois River | Illinois River | D-30 | IL AMERICAN WATER-PEORIA SAN | 002, 003 | IL0002011 | Fecal coliform | 200 | cfu/100ml | WQ Standard | N/A |  | 23,509 / 1,375 / 693 / 550 / 475 | G-org/day (DAF) | Total WLA under High Flows / Moist Conditions / Mid-Range Flows / Dry Conditions / Low Flows.
Middle Illinois River | Illinois River | D-30 | IL AMERICAN WATER-PEORIA SAN | 002, 003 | IL0002011 | Manganese |  |  |  | N/A |  | 343 / 343 / 311 / 311 / 311 | lbs/day | Total WLA under High Flows / Moist Conditions / Mid-Range Flows / Dry Conditions / Low Flows.
Middle Illinois River | Kickapoo Creek | DL-01 | IL DNR - Jubilee College State Park | 001 | IL0066486 | Fecal Coliform | 200 | cfu/100ml | WQ Standard | 0.12 / 0.048 |  | 1,744 / 565 / 216 / 86 / 47 | G-org/day (DAF / DMF) | Total WLA under High Flows / Moist Conditions / Mid-Range Flows / Dry Conditions / Low Flows. Outfalls 001, 002- Permit limit 400
Middle Illinois River |  |  | Illinois Department of Transportation Roads | Various (MS4 Discharge) | ILR400493
Middle Illinois River | Illinois River | D-05 | ILLINOIS&MIDLAND RAILROAD | 001 | IL0072451 | Fecal coliform | 200 | cfu/100ml | WQ Standard | N/A |  | 29,053 / 5,003 / 2,678 /2,054 / 1,721 | G-org/day (DAF) | Total WLA under High Flows / Moist Conditions / Mid-Range Flows / Dry Conditions / Low Flows. Outfall is fueling area storm sewer.
Middle Illinois River | Kickapoo Creek | DL-01 | Kewanee STP | 001, 004, 005, | IL0029343 | Fecal Coliform | 200 | cfu/100ml | WQ Standard | 2.0 / 5.0 |  | 1,744 / 565 / 216 / 86 / 47 | G-org/day (DAF / DMF) | Total WLA under High Flows / Moist Conditions / Mid-Range Flows / Dry Conditions / Low Flows. Outfalls 001- exempt and required to monitor/ 004, 005- Permit limit 400
Middle Illinois River | Kickapoo Creek | DL-01 | Keystone Steel & Wire | 001 | IL0002526 | Fecal Coliform | 200 | cfu/100ml | WQ Standard | 8.392 |  | 1,744 / 565 / 216 / 86 / 47 | G-org/day (DAF) | Total WLA under High Flows / Moist Conditions / Mid-Range Flows / Dry Conditions / Low Flows.
Middle Illinois River | Illinois River | D-05 | KEYSTONE STEEL AND WIRE | 001, A01, 002, 003 | IL0002526 | Fecal coliform | 200 | cfu/100ml | WQ Standard | 3.38 |  | 29,053 / 5,003 / 2,678 /2,054 / 1,721 | G-org/day (DAF) | Total WLA under High Flows / Moist Conditions / Mid-Range Flows / Dry Conditions / Low Flows.
Middle Illinois River |  |  | Kickapoo Township | Various (MS4 Discharge) | ILR400073
Middle Illinois River | Illinois River | D-16 | Ladd STP | 001 | IL0021491 | Fecal coliform | 200 | cfu/100ml | WQ Standard | 0.365 / 2.85 |  | 17,751 / 409 / 195 /195 / 195 | G-org/day (DAF / DMF) | Total WLA under High Flows / Moist Conditions / Mid-Range Flows / Dry Conditions / Low Flows. Exempt and required to monitor.
Middle Illinois River | Big Bureau Creek | DQ-03 | LAKE ARISPIE WATER CO STP | 001 | IL0042625 | Fecal Coliform | 200 | cfu/100ml | WQ Standard | 0.022 / 0.055 |  | 101 / 101 / 34 / 34 / 18 | G-org/day (DAF / DMF) | Total WLA under High Flows / Moist Conditions / Mid-Range Flows / Dry Conditions / Low Flows. Exempt
Middle Illinois River | Illinois River | D-30 | LAKE WILDWIND MHPMETAMORA | 001 | IL0053864 | Fecal coliform | 200 | cfu/100ml | WQ Standard | 0.05 / 0.125 |  | 23,509 / 1,375 / 693 / 550 / 475 | G-org/day (DAF / DMF) | Total WLA under High Flows / Moist Conditions / Mid-Range Flows / Dry Conditions / Low Flows. Exempt.
Middle Illinois River | Illinois River | D-30 | LAKE WILDWIND MHPMETAMORA | 001 | IL0053864 | Manganese |  |  |  | 0.05 / 0.125 |  | 343 / 343 / 311 / 311 / 311 | lbs/day (DAF / DMF) | Total WLA under High Flows / Moist Conditions / Mid-Range Flows / Dry Conditions / Low Flows. Exempt.
Middle Illinois River | Big Bureau Creek | DQ-03 | LAMOILLE, VILLAGE OF STP | 001 | ILG580127 | Fecal Coliform | 200 | cfu/100ml | WQ Standard | 0.063 / 0.243 |  | 101 / 101 / 34 / 34 / 18 | G-org/day (DAF / DMF) | Exemption. WLA calculated at downstream end of exempted reach or end of effluent pipe.
Middle Illinois River | Illinois River | D-16 | LASALLE WWTP | 001 (combined from A01 and B01), 004 | IL0029424 | Fecal coliform | 200 | cfu/100ml | WQ Standard | 3.33 / 5.0 |  | 17,751 / 409 / 195 /195 / 195 | G-org/day (DAF / DMF) | Total WLA under High Flows / Moist Conditions / Mid-Range Flows / Dry Conditions / Low Flows. Outfalls 001, 004, A01- Permit limit 400
Middle Illinois River |  |  | Limestone Township | Various (MS4 Discharge) | ILR400078
Middle Illinois River | Illinois River | D-05 | LIMESTONE WALTERS SCHOOL STP | 001 | IL0055816 | Fecal coliform | 200 | cfu/100ml | WQ Standard | 0.004 / 0.01 |  | 29,053 / 5,003 / 2,678 /2,054 / 1,721 | G-org/day (DAF / DMF) | Total WLA under High Flows / Moist Conditions / Mid-Range Flows / Dry Conditions / Low Flows. Exempt
Middle Illinois River | Big Bureau Creek | DQ-03 | MALDEN STP | 001 | IL0024791 | Fecal Coliform | 200 | cfu/100ml | WQ Standard | 0.05 / 0.125 |  | 101 / 101 / 34 / 34 / 18 | G-org/day (DAF / DMF) | Total WLA under High Flows / Moist Conditions / Mid-Range Flows / Dry Conditions / Low Flows. Exempt
Middle Illinois River | Big Bureau Creek | DQ-03 | MAPLE ACRES MHP | 001 | ILG551015 | Fecal Coliform | 200 | cfu/100ml | WQ Standard | 0.0259 / 0.0648 |  | 101 / 101 / 34 / 34 / 18 | G-org/day (DAF / DMF) | Exemption. WLA calculated at downstream end of exempted reach or end of effluent pipe.
Middle Illinois River | Illinois River | D-16 | MARK WTP | 001 | IL0076848 | Fecal coliform | 200 | cfu/100ml | WQ Standard | N/A |  | 17,751 / 409 / 195 /195 / 195 | G-org/day (DAF) | Total WLA under High Flows / Moist Conditions / Mid-Range Flows / Dry Conditions / Low Flows. Outfall was for Iron Filter backwash.
Middle Illinois River |  |  | Medina Township | Various (MS4 Discharge) | ILR400085
Middle Illinois River | Illinois River | D-30 | MEDINA UTILITIES INC-EAST STP | 001 | IL0065072 | Fecal coliform | 200 | cfu/100ml | WQ Standard | 0.165 / 0.330 |  | 23,509 / 1,375 / 693 / 550 / 475 | G-org/day (DAF / DMF) | Total WLA under High Flows / Moist Conditions / Mid-Range Flows / Dry Conditions / Low Flows. Exempt.
Middle Illinois River | Illinois River | D-30 | MEDINA UTILITIES INC-EAST STP | 001 | IL0065072 | Manganese |  |  |  | 0.165 / 0.330 |  | 343 / 343 / 311 / 311 / 311 | lbs/day (DAF / DMF) | Total WLA under High Flows / Moist Conditions / Mid-Range Flows / Dry Conditions / Low Flows. Exempt.
Middle Illinois River | Illinois River | D-30 | METAMORA NORTH STP | 001 | IL0021539 | Fecal coliform | 200 | cfu/100ml | WQ Standard | 0.36 / 1.44 |  | 23,509 / 1,375 / 693 / 550 / 475 | G-org/day (DAF / DMF) | Total WLA under High Flows / Moist Conditions / Mid-Range Flows / Dry Conditions / Low Flows. Outfalls 001, 002- permit limit 400
Middle Illinois River | Illinois River | D-30 | METAMORA NORTH STP | 001 | IL0021539 | Manganese |  |  |  | 0.36 / 1.44 |  | 343 / 343 / 311 / 311 / 311 | lbs/day (DAF / DMF) | Total WLA under High Flows / Moist Conditions / Mid-Range Flows / Dry Conditions / Low Flows. Outfalls 001, 002- permit limit 400
Middle Illinois River | Illinois River | D-30 | METAMORA PWS | 001 | IL0077224 | Fecal coliform | 200 | cfu/100ml | WQ Standard | N/A |  | 23,509 / 1,375 / 693 / 550 / 475 | G-org/day (DAF) | Total WLA under High Flows / Moist Conditions / Mid-Range Flows / Dry Conditions / Low Flows. Outfall is treated Filter backwash and clarifier sludge blowdown.
Middle Illinois River | Illinois River | D-30 | METAMORA PWS | 001 | IL0077224 | Manganese |  |  |  | N/A |  | 343 / 343 / 311 / 311 / 311 | lbs/day | Total WLA under High Flows / Moist Conditions / Mid-Range Flows / Dry Conditions / Low Flows. Outfall is for treated filter backwash and clarifier sludge blowdown.
Middle Illinois River | Illinois River | D-05 | MGP INGREDIENTS OF ILLINOIS | A01, 001, 002, 003, 004, 005, 006, 010, 011, 012, 013 | IL0002909 | Fecal coliform | 200 | cfu/100ml | WQ Standard | 1.03 (outfall 001), 1.75 (outfall 002) |  | 29,053 / 5,003 / 2,678 /2,054 / 1,721 | G-org/day (DAF) | Total WLA under High Flows / Moist Conditions / Mid-Range Flows / Dry Conditions / Low Flows.
Middle Illinois River | Illinois River | D-05 | MIDWEST GENERATION-POWERTON | 001, A01, 002, A02, B02, 004, 006 | IL0002232 | Fecal coliform | 200 | cfu/100ml | WQ Standard | 7.33 |  | 29,053 / 5,003 / 2,678 /2,054 / 1,721 | G-org/day (DAF) | Total WLA under High Flows / Moist Conditions / Mid-Range Flows / Dry Conditions / Low Flows. Exempt
Middle Illinois River | Farm Creek | DZZP-03 | MORTON STP #3 | 001 | IL0030007 | Chloride |  |  |  | 0.95 / 2.38 |  | 3,079,192 / 101,931 / 34,870 / 23,156 / 16,827 | lbs/day (DAF / DMF) | Total WLA under High Flows / Moist Conditions / Mid-Range Flows / Dry Conditions / Low Flows. Outfalls 001, 002, A02- Permit limit 400
Middle Illinois River | Illinois River | D-30 | MOUNT ALVERNO NOVITIATE-E PEOR | 001 | IL0059030 | Fecal coliform | 200 | cfu/100ml | WQ Standard | 0.0088 / 0.022 |  | 23,509 / 1,375 / 693 / 550 / 475 | G-org/day (DAF / DMF) | Total WLA under High Flows / Moist Conditions / Mid-Range Flows / Dry Conditions / Low Flows. Exempt.
Middle Illinois River | Illinois River | D-30 | MOUNT ALVERNO NOVITIATE-E PEOR | 001, 002 | IL0059030 | Manganese |  |  |  | 0.0088 / 0.022 |  | 343 / 343 / 311 / 311 / 311 | lbs/day (DAF / DMF) | Total WLA under High Flows / Moist Conditions / Mid-Range Flows / Dry Conditions / Low Flows. Exempt.
Middle Illinois River | Illinois River | D-16 | NEW JERSEY ZINC COMPANY, INC. | 001 | IL0052183 | Fecal coliform | 200 | cfu/100ml | WQ Standard | N/A |  | 17,751 / 409 / 195 /195 / 195 | G-org/day (DAF) | Total WLA under High Flows / Moist Conditions / Mid-Range Flows / Dry Conditions / Low Flows. Permit Terminated on 05/2007.
Middle Illinois River | Kickapoo Creek | DL-01 | Norwood School District #63 STP | 001 | IL0053813 | Fecal Coliform | 200 | cfu/100ml | WQ Standard | 0.0025 / 0.00625 |  | 1,744 / 565 / 216 / 86 / 47 | G-org/day (DAF / DMF) | Total WLA under High Flows / Moist Conditions / Mid-Range Flows / Dry Conditions / Low Flows. Exempt
Middle Illinois River | Illinois River | D-30 | OAK RIDGE SD STP | 001, 002, 003 | IL0060461 | Fecal coliform | 200 | cfu/100ml | WQ Standard | 0.0144 / 0.0356 |  | 23,509 / 1,375 / 693 / 550 / 475 | G-org/day (DAF / DMF) | Total WLA under High Flows / Moist Conditions / Mid-Range Flows / Dry Conditions / Low Flows. 3 outfalls exempt
Middle Illinois River | Illinois River | D-30 | OAK RIDGE SD STP | 001, 002, 003, | IL0060461 | Manganese |  |  |  | 0.0144 / 0.0356 |  | 343 / 343 / 311 / 311 / 311 | lbs/day (DAF / DMF) | Total WLA under High Flows / Moist Conditions / Mid-Range Flows / Dry Conditions / Low Flows. 3 outfalls exempt
Middle Illinois River | Farm Creek | DZZP-03 | OAKLANE ACRES HOMEOWNERS ASSOC | 001 | IL0022152 | Chloride |  |  |  | 0.015 / .06 |  | 3,079,192 / 101,931 / 34,870 / 23,156 / 16,827 | lbs/day (DAF / DMF) | Total WLA under High Flows / Moist Conditions / Mid-Range Flows / Dry Conditions / Low Flows. Permit limit 400.
Middle Illinois River | Big Bureau Creek | DQ-03 | OHIO, VILLAGE OF STP | 001 | ILG580190 | Fecal Coliform | 200 | cfu/100ml | WQ Standard | 0.0766 / 0.191 |  | 101 / 101 / 34 / 34 / 18 | G-org/day (DAF / DMF) | Exemption. WLA calculated at downstream end of exempted reach or end of effluent pipe.
Middle Illinois River | Illinois River | D-05 | PEKIN COUNTRY CLUB | 001 | ILG551081 | Fecal coliform | 200 | cfu/100ml | WQ Standard | 0.01 / 0.025 |  | 29,053 / 5,003 / 2,678 /2,054 / 1,721 | G-org/day (DAF / DMF) | Exemption. WLA calculated at downstream end of exempted reach or end of effluent pipe.
Middle Illinois River | Illinois River | D-05 | PEKIN PAPERBOARD | 001, A01 | IL0037729 | Fecal coliform | 200 | cfu/100ml | WQ Standard | 1.2 |  | 29,053 / 5,003 / 2,678 /2,054 / 1,721 | G-org/day (DAF) | Total WLA under High Flows / Moist Conditions / Mid-Range Flows / Dry Conditions / Low Flows.
Middle Illinois River | Illinois River | D-05 | PEKIN STP #1 | 001, 002. | IL0034495 | Fecal coliform | 200 | cfu/100ml | WQ Standard | 4.5 / 8.7 |  | 29,053 / 5,003 / 2,678 /2,054 / 1,721 | G-org/day (DAF / DMF) | Total WLA under High Flows / Moist Conditions / Mid-Range Flows / Dry Conditions / Low Flows. Outfalls 001, 002- Permit limit 400
Middle Illinois River |  |  | Peoria City Township | Various (MS4 Discharge) | ILR400599
Middle Illinois River |  |  | Peoria County Roads | Various (MS4 Discharge) | ILR400267
Middle Illinois River | Illinois River | D-05 | PEORIA CSOS | 001, 003, A06, B06, A07, 008, 009, 010, 011, 013, 014, 016, 017, 018, 019, 020. | IL0037800 | Fecal coliform | 200 | cfu/100ml | WQ Standard | N/A |  | 29,053 / 5,003 / 2,678 /2,054 / 1,721 | G-org/day (DAF) | Total WLA under High Flows / Moist Conditions / Mid-Range Flows / Dry Conditions / Low Flows. Treated combined sewage outfalls.
Middle Illinois River | Illinois River | D-30 | PEORIA CSOS | 001, 003, A06, B06, A07, 008, 009, 010, 011, 013, 014, 016, 017, 018, 019, 020. | IL0037800 | Fecal coliform | 200 | cfu/100ml | WQ Standard | N/A |  | 23,509 / 1,375 / 693 / 550 / 475 | G-org/day (DAF) | Total WLA under High Flows / Moist Conditions / Mid-Range Flows / Dry Conditions / Low Flows. Treated combined sewage outfalls.
Middle Illinois River | Illinois River | D-30 | PEORIA CSOS | 001, 003, A06, B06, A07, 008, 009, 010, 011, 013, 014, 016, 017, 018, 019, 020. | IL0037800 | Manganese |  |  |  | N/A |  | 343 / 343 / 311 / 311 / 311 | lbs/day | Total WLA under High Flows / Moist Conditions / Mid-Range Flows / Dry Conditions / Low Flows. Treated combined sewage outfalls.
Middle Illinois River | Illinois River | D-05 | PEORIA SD STP | 001, A01, 003, 004, 005, 006 | IL0021288 | Fecal coliform | 200 | cfu/100ml | WQ Standard | 37 / 60 |  | 29,053 / 5,003 / 2,678 /2,054 / 1,721 | G-org/day (DAF / DMF) | Total WLA under High Flows / Moist Conditions / Mid-Range Flows / Dry Conditions / Low Flows. Outfall 001, 003, 004, 005, 006, A01- Permit limit 400
Middle Illinois River | Illinois River | D-16 | PERU STP #1 | 001, A01 | IL0030660 | Fecal coliform | 200 | cfu/100ml | WQ Standard | 3 / 4.53 |  | 17,751 / 409 / 195 /195 / 195 | G-org/day (DAF / DMF) | Total WLA under High Flows / Moist Conditions / Mid-Range Flows / Dry Conditions / Low Flows. Outfalls 001, 002, A01- Permit limit 400
Middle Illinois River | Illinois River | D-16 | PERU STP #2 | 001 | IL0075507 | Fecal coliform | 200 | cfu/100ml | WQ Standard | 1.0 / 3.0 |  | 17,751 / 409 / 195 /195 / 195 | G-org/day (DAF / DMF) | Total WLA under High Flows / Moist Conditions / Mid-Range Flows / Dry Conditions / Low Flows. Permit limit 400.
Middle Illinois River | Illinois River | D-30 | PINEWOOD MHP | 001 | IL0042234 | Fecal coliform | 200 | cfu/100ml | WQ Standard | 0.03 / 0.05 |  | 23,509 / 1,375 / 693 / 550 / 475 | G-org/day (DAF / DMF) | Total WLA under High Flows / Moist Conditions / Mid-Range Flows / Dry Conditions / Low Flows. Exempt and required to monitor.
Middle Illinois River | Illinois River | D-30 | PINEWOOD MHP | 001 | IL0042234 | Manganese |  |  |  | 0.03 / 0.05 |  | 343 / 343 / 311 / 311 / 311 | lbs/day (DAF / DMF) | Total WLA under High Flows / Moist Conditions / Mid-Range Flows / Dry Conditions / Low Flows. Exempt and required to monitor.
Middle Illinois River | Illinois River | D-30 | PMP FERMENTATION PRODUCTS, INC | 001, 002, 003, 008, 010. | IL0025615 | Fecal coliform | 200 | cfu/100ml | WQ Standard | 0.842 |  | 23,509 / 1,375 / 693 / 550 / 475 | G-org/day (DAF) | Total WLA under High Flows / Moist Conditions / Mid-Range Flows / Dry Conditions / Low Flows.
Middle Illinois River | Illinois River | D-30 | PMP FERMENTATION PRODUCTS, INC | 001, 002, 003, 008, 010 | IL0025615 | Manganese |  |  |  | N/A |  | 343 / 343 / 311 / 311 / 311 | lbs/day | Total WLA under High Flows / Moist Conditions / Mid-Range Flows / Dry Conditions / Low Flows.
Middle Illinois River | Big Bureau Creek | DQ-03 | PRAIRIE VIEW NURSING HOME STP | 001 | IL0067024 | Fecal Coliform | 200 | cfu/100ml | WQ Standard | 0.02 / 0.05 |  | 101 / 101 / 34 / 34 / 18 | G-org/day (DAF / DMF) | Total WLA under High Flows / Moist Conditions / Mid-Range Flows / Dry Conditions / Low Flows. Exempt
Middle Illinois River | Big Bureau Creek | DQ-03 | PRINCETON WTP | 001 | IL0065757 | Fecal Coliform | 200 | cfu/100ml | WQ Standard | N/A |  | 101 / 101 / 34 / 34 / 18 | G-org/day (DAF) | Total WLA under High Flows / Moist Conditions / Mid-Range Flows / Dry Conditions / Low Flows.
Middle Illinois River | Big Bureau Creek | DQ-03 | PRINCETON, CITY OF STP | 001 (combined A01 and B01). | IL0020575 | Fecal Coliform | 200 | cfu/100ml | WQ Standard | 2.15 / 6.33 |  | 101 / 101 / 34 / 34 / 18 | G-org/day (DAF / DMF) | Total WLA under High Flows / Moist Conditions / Mid-Range Flows / Dry Conditions / Low Flows. Outfall 001, A01- Permit limit 400
Middle Illinois River | Illinois River | D-16 | Seatonville WTP | N/A | ILG640144 | Fecal coliform | 200 | cfu/100ml | WQ Standard | N/A |  | 17,751 / 409 / 195 /195 / 195 | G-org/day (DAF) | Total WLA under High Flows / Moist Conditions / Mid-Range Flows / Dry Conditions / Low Flows.
Middle Illinois River | Illinois River | D-30 | SENECA PETROLEUM-POWLEY SAND | N/A | ILG840039 | Fecal coliform | 200 | cfu/100ml | WQ Standard | N/A |  | 23,509 / 1,375 / 693 / 550 / 475 | G-org/day (DAF) | Total WLA under High Flows / Moist Conditions / Mid-Range Flows / Dry Conditions / Low Flows. Permit terminated in 2018.
Middle Illinois River | Illinois River | D-30 | SENECA PETROLEUM-POWLEY SAND | N/A | ILG840039 | Manganese |  |  |  | N/A |  | 343 / 343 / 311 / 311 / 311 | lbs/day | Total WLA under High Flows / Moist Conditions / Mid-Range Flows / Dry Conditions / Low Flows. Permit terminated in 2018.
Middle Illinois River | Illinois River | D-05 | SOUTH PEKIN STP | N/A | ILG580252 | Fecal coliform | 200 | cfu/100ml | WQ Standard | N/A |  | 29,053 / 5,003 / 2,678 /2,054 / 1,721 | G-org/day (DAF) | Exemption. WLA calculated at downstream end of exempted reach or end of effluent pipe.
Middle Illinois River | Illinois River | D-16 | Spring Valley STP | 001 | IL0031216 | Fecal coliform | 200 | cfu/100ml | WQ Standard | 1.1 / 2.5 |  | 17,751 / 409 / 195 /195 / 195 | G-org/day (DAF / DMF) | Total WLA under High Flows / Moist Conditions / Mid-Range Flows / Dry Conditions / Low Flows. Permit limit 400.
Middle Illinois River | Big Bureau Creek | DQ-03 | SUBLETTE WTP | 001 | IL0073652 | Fecal Coliform | 200 | cfu/100ml | WQ Standard | N/A |  | 101 / 101 / 34 / 34 / 18 | G-org/day (DAF) | Total WLA under High Flows / Moist Conditions / Mid-Range Flows / Dry Conditions / Low Flows.
Middle Illinois River | Farm Creek | DZZP-03 | SUNDALE HILLS STP | 001, 003 | IL0047384 | Chloride |  |  |  | 0.275 / 0.688 |  | 3,079,192 / 101,931 / 34,870 / 23,156 / 16,827 | lbs/day (DAF / DMF) | Total WLA under High Flows / Moist Conditions / Mid-Range Flows / Dry Conditions / Low Flows. Outfalls 001, 003- Permit limit 400
Middle Illinois River | Farm Creek | DZZP-03 | SUNDALE SEWER CORP-HIGHLAND | 001 | ILG551039 | Chloride |  |  |  | 0.053 / 0.132. |  | 3,079,192 / 101,931 / 34,870 / 23,156 / 16,827 | lbs/day (DAF / DMF) | Total WLA under High Flows / Moist Conditions / Mid-Range Flows / Dry Conditions / Low Flows. Exempt
Middle Illinois River |  |  | Tazewell County Roads | Various (MS4 Discharge) | ILR400271
Middle Illinois River | Big Bureau Creek | DQ-03 | TISKILWA STP | 001 | IL0025160 | Fecal Coliform | 200 | cfu/100ml | WQ Standard | 0.12 / 0.60 |  | 101 / 101 / 34 / 34 / 18 | G-org/day (DAF / DMF) | Total WLA under High Flows / Moist Conditions / Mid-Range Flows / Dry Conditions / Low Flows. Exempt
Middle Illinois River | Illinois River | D-30 | TRICO, INC., MILL POINT MHP | 001 | IL0071358 | Fecal coliform | 200 | cfu/100ml | WQ Standard | 0.015 / 0.06 |  | 23,509 / 1,375 / 693 / 550 / 475 | G-org/day (DAF / DMF) | Total WLA under High Flows / Moist Conditions / Mid-Range Flows / Dry Conditions / Low Flows. Permit limit 400
Middle Illinois River | Illinois River | D-30 | TRICO, INC., MILL POINT MHP | 001 | IL0071358 | Manganese |  |  |  | 0.015 / 0.05 |  | 343 / 343 / 311 / 311 / 311 | lbs/day (DAF / DMF) | Total WLA under High Flows / Moist Conditions / Mid-Range Flows / Dry Conditions / Low Flows. Permit limit 400
Middle Illinois River |  |  | Village of Bartonville | Various (MS4 Discharge) | ILR400287
Middle Illinois River |  |  | Village of Morton | Various (MS4 Discharge) | ILR400392
Middle Illinois River | Farm Creek | DZZP-03 | V-MIX CONCRETE INC | 001 | IL0074632 | Chloride |  |  |  | N/A |  | 3,079,192 / 101,931 / 34,870 / 23,156 / 16,827 | lbs/day | Total WLA under High Flows / Moist Conditions / Mid-Range Flows / Dry Conditions / Low Flows. Permit Terminated in 2010.
Middle Illinois River | Farm Creek | DZZP-03 | WASHINGTON ESTATES INC STP | 001, A01 | IL0047406 | Chloride |  |  |  | 0.2 / 0.3 |  | 3,079,192 / 101,931 / 34,870 / 23,156 / 16,827 | lbs/day (DAF / DMF) | Total WLA under High Flows / Moist Conditions / Mid-Range Flows / Dry Conditions / Low Flows. Outfalls 001- exempt and required to monitor/ A01- Permit limit 400
Middle Illinois River | Farm Creek | DZZP-03 | WASHINGTON STP #2 | 001 (combined A01 and B01) | IL0042412 | Chloride |  |  |  | 3.85 / 11.66 |  | 3,079,192 / 101,931 / 34,870 / 23,156 / 16,827 | lbs/day | Total WLA under High Flows / Moist Conditions / Mid-Range Flows / Dry Conditions / Low Flows. Outfalls 001, A01- Permit limit 400. (Permit had two different flows for outfall B01.
Middle Illinois River |  |  | Washington Township | Various (MS4 Discharge) | ILR400665
Middle Illinois River | Big Bureau Creek | DQ-03 | WYANET STP | 001 | ILG580245 | Fecal Coliform | 200 | cfu/100ml | WQ Standard | 0.25 / 0.625 |  | 101 / 101 / 34 / 34 / 18 | G-org/day (DAF / DMF) | Exemption. WLA calculated at downstream end of exempted reach or end of effluent pipe.
Middle Illinois River | West Bureau Creek | DQD-01 |  |  |  | Fecal Coliform | 200 | cfu/100ml | WQ Standard |  |  | 3 / 3 / 1 / 1 / 1 | G-org/day | Total WLA under High Flows / Moist Conditions / Mid-Range Flows / Dry Conditions / Low Flows.
Middle Illinois River | Depue Lake | RDU |  |  |  | Phosphorus | [5 empty] | 4.0 | lbs/day | Total WLA.
Middle Illinois River | Senachwine Lake | RDZX |  |  |  | Phosphorus | [5 empty] | 630 / 152 / 143 / 143 / 143 | lbs/day | Total WLA under High Flows / Moist Conditions / Mid-Range Flows / Dry Conditions / Low Flows.
Middle Kaskaskia River/Carlyle Lake | Carlyle Lake | IL-ROA | Alma STP | 001 | IL0076422 | Phosphorus, Total | 7 | mg/L | TMDL Recommendation | 0.05 / 0.199 | DAF/DMF | 2.92 | lbs/day
Middle Kaskaskia River/Carlyle Lake | Middle Fork Kaskaskia River | IL_O-08, IL_O-38 | Beecher City STP | 001 | IL0063878 | Fecal Coliform | 200 | cfu/100 ml | WQ Standard | 0.052 / 0.105 | DAF/DMF | (1.6 / 0.79) & (0.79 / 0.39) | billion cfu per day | WLA = (High Flow Conditions / Moist to Low Flow Conditions, using Single Sample Max Standard) & (High Flow Conditions / Moist to Low Flow Conditions, using Geomean Standard)
Middle Kaskaskia River/Carlyle Lake | Middle Fork Kaskaskia River | IL_O-38 | Brownstown STP | 001 | ILG580027 | Fecal Coliform | 200 | cfu/100 ml | WQ Standard | 0.1 / 0.327 | DAF/DMF | (5.0 / 1.5) & (2.5 / 0.76) | billion cfu per day | Exemption. WLA calculated at downstream end of exempted reach or end of effluent pipe.
Middle Kaskaskia River/Carlyle Lake | Carlyle Lake | IL-ROA | Brownstown STP | 001 | ILG580027 | Phosphorus, Total | 5 | mg/L | TMDL Recommendation | 0.1 / 0.327 | DAF/DMF | 4.17 | lbs/day
Middle Kaskaskia River/Carlyle Lake | Middle Fork Kaskaskia River | IL_O-38 | Fillmore STP | 001 | IL0050156 | Fecal Coliform | 200 | cfu/100 ml | WQ Standard | 0.049 / 0.195 | DAF/DMF | (3.0 / 0.74) & (1.5 / 0.37) | billion cfu per day | WLA = (High Flow Conditions / Moist to Low Flow Conditions, using Single Sample Max Standard) & (High Flow Conditions / Moist to Low Flow Conditions, using Geomean Standard)
Middle Kaskaskia River/Carlyle Lake | Carlyle Lake | IL-ROA | Fillmore STP | 001 | IL0050156 | Phosphorus, Total | 5 | mg/L | TMDL Recommendation | 0.049 / 0.195 | DAF/DMF | 2.04 | lbs/day
Middle Kaskaskia River/Carlyle Lake | Carlyle Lake | IL-ROA | Hickory Shores Resort | 001 | IL0061697 | Phosphorus, Total | 7 | mg/L | TMDL Recommendation | 0.01 / 0.02 | DAF/DMF | 0.58 | lbs/day
Middle Kaskaskia River/Carlyle Lake | Carlyle Lake | IL-ROA | IL DNR-Eldon Hazlet State Park | 001 | IL0053996 | Phosphorus, Total | 5 | mg/L | TMDL Recommendation | 0.0637 / 0.2548 | DAF/DMF | 1.88 | lbs/day
Middle Kaskaskia River/Carlyle Lake | Carlyle Lake | IL-ROA | Kinmundy STP | 001 | ILG580123 | Phosphorus, Total | 5 | mg/L | TMDL Recommendation | 0.146 / 0.442 | DAF/DMF | 6.09 | lbs/day
Middle Kaskaskia River/Carlyle Lake | Middle Fork Kaskaskia River | IL_O-38 | Mulberry Grove STP | 001 | ILG580191 | Fecal Coliform | 200 | cfu/100 ml | WQ Standard | 0.0864 / 0.237 | DAF/DMF | (4.0 / 1.3) & (2.0 / 0.65) | billion cfu per day | Exemption. WLA calculated at downstream end of exempted reach or end of effluent pipe.
Middle Kaskaskia River/Carlyle Lake | Carlyle Lake | IL-ROA | Mulberry Grove STP | 001 | ILG580191 | Phosphorus, Total | 5 | mg/L | TMDL Recommendation | 0.0864 / 0.237 | DAF/DMF | 3.6 | lbs/day
Middle Kaskaskia River/Carlyle Lake | Carlyle Lake | IL-ROA | Patoka STP | 001 | ILG580022 | Phosphorus, Total | 5 | mg/L | TMDL Recommendation | 0.072 / 0.149 | DAF/DMF | 3 | lbs/day
Middle Kaskaskia River/Carlyle Lake | Middle Fork Kaskaskia River | IL_O-08, IL_O-38 | Ramsey Lake State Park | 001 | IL0037974 | Fecal Coliform | 200 | cfu/100 ml | WQ Standard | 0.015 / 0.0375 | DAF/DMF | (0.57 / 0.23) & (0.28 / 0.11) | billion cfu per day | WLA = (High Flow Conditions / Moist to Low Flow Conditions, using Single Sample Max Standard) & (High Flow Conditions / Moist to Low Flow Conditions, using Geomean Standard)
Middle Kaskaskia River/Carlyle Lake | Carlyle Lake | IL-ROA | Ramsey Lake State Park | 001 | IL0037974 | Phosphorus, Total | 5 | mg/L | TMDL Recommendation | 0.015 / 0.0375 | DAF/DMF | 0.63 | lbs/day
Middle Kaskaskia River/Carlyle Lake | Middle Fork Kaskaskia River | IL_O-08 | Ramsey STP | 001 | ILG580222 | Fecal Coliform | 200 | cfu/100 ml | WQ Standard | 0.171 / 0.632 | DAF/DMF | (9.6 / 2.6) & (4.8 / 1.3) | billion cfu per day | Exemption. WLA calculated at downstream end of exempted reach or end of effluent pipe.
Middle Kaskaskia River/Carlyle Lake | Carlyle Lake | IL-ROA | Ramsey STP | 001 | ILG580222 | Phosphorus, Total | 5 | mg/L | TMDL Recommendation | 0.171 / 0.632 | DAF/DMF | 7.13 | lbs/day
Middle Kaskaskia River/Carlyle Lake | Middle Fork Kaskaskia River | IL_O-08, IL_O-38 | St. Elmo STP | 001 | IL0030872 | Fecal Coliform | 200 | cfu/100 ml | WQ Standard | 0.4 / 1.367 | DAF/DMF | (21 / 6.1) & (10 / 3.0) | billion cfu per day | WLA = (High Flow Conditions / Moist to Low Flow Conditions, using Single Sample Max Standard) & (High Flow Conditions / Moist to Low Flow Conditions, using Geomean Standard)
Middle Kaskaskia River/Carlyle Lake | Carlyle Lake | IL-ROA | St. Elmo STP | 001 | IL0030872 | Phosphorus, Total | 5 | mg/L | TMDL Recommendation | 0.343 / 1.31 (based on CBOD load) | DAF/DMF | 14.3 | lbs/day
Middle Kaskaskia River/Carlyle Lake | Carlyle Lake | IL-ROA | St. Peter STP | 001 | ILG580007 | Phosphorus, Total | 5 | mg/L | TMDL Recommendation | 0.042 / 0.17 | DAF/DMF | 1.75 | lbs/day
Middle Kaskaskia River/Carlyle Lake | Middle Fork Kaskaskia River | IL_O-38 | Stewardson STP | 001 | ILG580163 | Fecal Coliform | 200 | cfu/100 ml | WQ Standard | 0.11 / 0.275 | DAF/DMF | (4.0 / 1.7) & (2.0 / 0.83) | billion cfu per day | Exemption. WLA calculated at downstream end of exempted reach or end of effluent pipe.
Middle Kaskaskia River/Carlyle Lake | Carlyle Lake | IL-ROA | USACOE Carlyle | 001 | IL0025933 | Phosphorus, Total | 1 | mg/L | Current permit limits | 0.025 | DAF | 0.21 | lbs/day
Middle Kaskaskia River/Carlyle Lake | Middle Fork Kaskaskia River | IL_O-08, IL_O-38 | Vandalia STP | 001 | IL0023574 | Fecal Coliform | 200 | cfu/100 ml | WQ Standard | 1.3 / 8.25 | DAF/DMF | (120 / 20) & (62 / 10) | billion cfu per day | WLA = (High Flow Conditions / Moist to Low Flow Conditions, using Single Sample Max Standard) & (High Flow Conditions / Moist to Low Flow Conditions, using Geomean Standard)
Middle Kaskaskia River/Carlyle Lake | Carlyle Lake | IL-ROA | Vandalia STP | 001 | IL0023574 | Phosphorus, Total | 1 | mg/L | Current permit limits | 1.3 / 8.25 | DAF/DMF | 11 | lbs/day
Middle Sangamon River | Sangamon River | E-16 | Blue Mound STP | 001 | IL0041131 | Fecal Coliform | 200 | cfu/100 ml | WQ Standard | 0.18/0.45 | DAF/DMF | 1,363/3,407 | mil. col./ d | WQ standard
Middle Sangamon River | Sangamon River | E-16 | Buffalo, Dawson, Mechanicsburg | 001 | ILG580167 | Fecal Coliform | 200 | cfu/100 ml | WQ Standard | 0.2/0.5 | DAF/DMF | 1,514/3,786 | mil. col./ d | Exemption. WLA calculated at downstream end of exempted reach or end of effluent pipe.
Middle Sangamon River | Sangamon River | E-05 | Decatur SD Main STP | 001 | IL0028321 | Fecal Coliform | 200 | cfu/100 ml | WQ Standard | 41/125 | DAF/DMF | 310,438/946,458 | mil. col./ d | WQ standard
Middle Sangamon River | Sangamon River | E-06 | Decatur SD Main STP | 001 | IL0028321 | Fecal Coliform | 200 | cfu/100 ml | WQ Standard | 41/125 | DAF/DMF | 310,438/946,458 | mil. col./ d | WQ standard
Middle Sangamon River | Sangamon River | E-09 | Decatur SD Main STP | 001 | IL0028321 | Fecal Coliform | 200 | cfu/100 ml | WQ Standard | 41/125 | DAF/DMF | 310,438/946,458 | mil. col./ d | WQ standard
Middle Sangamon River | Sangamon River | E-16 | Decatur SD Main STP | 001 | IL0028231 | Fecal Coliform | 200 | cfu/100 ml | WQ Standard | 41/125 | DAF/DMF | 310,438/946,458 | mil. col./ d | WQ standard
Middle Sangamon River | Sangamon River | E-05 | Harristown STP | 001 | ILG580055 | Fecal Coliform | 200 | cfu/100 ml | WQ Standard | 0.25/0.625 | DAF/DMF | 1,893/4,732 | mil. col./ d | Exemption. WLA calculated at downstream end of exempted reach or end of effluent pipe.
Middle Sangamon River | Sangamon River | E-06 | Harristown STP | 001 | ILG580055 | Fecal Coliform | 200 | cfu/100 ml | WQ Standard | 0.25/0.625 | DAF/DMF | 1,893/4,732 | mil. col./ d | Exemption. WLA calculated at downstream end of exempted reach or end of effluent pipe.
Middle Sangamon River | Sangamon River | E-09 | Harristown STP | 001 | ILG580055 | Fecal Coliform | 200 | cfu/100 ml | WQ Standard | 0.25/0.625 | DAF/DMF | 1,893/4,732 | mil. col./ d | Exemption. WLA calculated at downstream end of exempted reach or end of effluent pipe.
Middle Sangamon River | Sangamon River | E-16 | Harristown STP | 001 | ILG580055 | Fecal Coliform | 200 | cfu/100 ml | WQ Standard | 0.25/0.625 | DAF/DMF | 1,893/4,732 | mil. col./ d | Exemption. WLA calculated at downstream end of exempted reach or end of effluent pipe.
Middle Sangamon River | Sangamon River | E-16 | Mt. Auburn School STP | 001 | IL0054623 | Fecal Coliform | 200 | cfu/100 ml | WQ Standard | 0.0015/0.0038 | DAF/DMF | 11/29 | mil. col./ d | WQ standard
Middle Sangamon River | Sangamon River | E-16 | Niantic STP | 001 | IL0053431 | Fecal Coliform | 200 | cfu/100 ml | WQ Standard | 0.1/0.25 | DAF/DMF | 757/1,893 | mil. col./ d | Exemption
Middle Sangamon River | Sangamon River | E-16 | Stonington STP | 001 | ILG580173 | Fecal Coliform | 200 | cfu/100 ml | WQ Standard | 0.15/0.375 | DAF/DMF | 1,136/2,893 | mil. col./ d | Exemption. WLA calculated at downstream end of exempted reach or end of effluent pipe.
Mt. Olive/Staunton | Staunton Lake | RJA | White City STP | 001 | ILG580229 | Phosphorus, Total | 4 | mg/L | TMDL Recommendation | 0.0252 | DAF | 0.22 | lbs./d | discharges 3 months
North Branch Chicago River​​ | Middle Fork | HCCC-02 | Abbot Labs Pharmaceutical Research | '001, 002 | IL0066435 | Chloride | 500 | mg/L |  | 0.99 / (N/A) |  | 6193 | lbs/Day (DAF only) | Based on in-stream standard, existing permit limit for this facility is 750mg/L. Outfall 001 overflow from outfall 002 (intermittent Discharge).
North Branch Chicago River​​ | Middle Fork | HCCC-02 | Abbot Labs Pharmaceutical Research | 001, 002 | IL0066435 | Fecal Coliform | 200 | cfu/100 ml | WQ standard | 0.99 / (N/A) |  | N/A | mil. col/Day (DAF / DMF) | Industrial discharge with no reasonable potential for fecal coliform contamination. Outfall 001 overflow from outfall 002 (intermittent Discharge).
North Branch Chicago River​​ | North Branch Chicago River | HCC-07 | Bannockburn | Various (MS4 Discharge) | ILR400284 | Chloride | 500 | mg/L |  |  |  | 97617 | lbs/day (Total Per MS4) | MS4s discharges are assumed to occur under mid to high flow conditions and WLAs are not assigned for lower flows.
North Branch Chicago River​​ | West Fork Chicago River | HCCB-05 | Bannockburn | Various (MS4 Discharge) | ILR400284 | Chloride | 500 | mg/L |  |  |  | 4545 | lbs/day (Total Per MS4) | MS4s discharges are assumed to occur under mid to high flow conditions and WLAs are not assigned for lower flows.
North Branch Chicago River​​ | West Fork Chicago River | HCCB-05 | Bannockburn | Various (MS4 Discharge) | ILR400284 | Fecal Coliform | 200 | cfu/100 ml | WQ standard |  |  | 10174 | mil col/Day (Total per MS4) | MS4s discharges are assumed to occur under mid to high flow conditions and WLAs are not assigned for lower flows.
North Branch Chicago River​​ | Middle Fork Chicago River | HCCC-02 | Bannockburn | Various (MS4 Discharge) | ILR400284 | Chloride | 500 | mg/L |  |  |  | 19786 | lbs/day (Total Per MS4)
North Branch Chicago River​​ | Middle Fork Chicago River | HCCC-02 | Bannockburn | Various (MS4 Discharge) | ILR400284 | Fecal Coliform | 200 | cfu/100 ml | WQ standard |  |  | 35581 | mil col/Day (Total per MS4) | MS4s discharges are assumed to occur under mid to high flow conditions and WLAs are not assigned for lower flows.
North Branch Chicago River​​ | Middle Fork Chicago River | HCCC-04 | Bannockburn | Various (MS4 Discharge) | ILR400284 | Chloride | 500 | mg/L |  |  |  | 35072 | lbs/day (Total Per MS4)
North Branch Chicago River​​ | Middle Fork Chicago River | HCCC-04 | Bannockburn | Various (MS4 Discharge) | ILR400284 | Fecal Coliform | 200 | cfu/100 ml | WQ standard |  |  | 1446814 | mil col/Day (Total per MS4) | MS4s discharges are assumed to occur under mid to high flow conditions and WLAs are not assigned for lower flows.
North Branch Chicago River​​ | North Branch Chicago River | HCC-07 | Bannockburn | Various (MS4 Discharge) | ILR400284 | Fecal Coliform | 200 | cfu/100 ml | WQ standard |  |  | 97617 | mil col/Day (Total per MS4) | MS4s discharges are assumed to occur under mid to high flow conditions and WLAs are not assigned for lower flows.
North Branch Chicago River​​ | North Branch Chicago River | HCC-07 | Chicago | Various (MS4 Discharge) | ILR400173 | Chloride | 500 | mg/L |  |  |  | 19119 | lbs/day (Total Per MS4) | MS4s discharges are assumed to occur under mid to high flow conditions and WLAs are not assigned for lower flows.
North Branch Chicago River​​ | North Branch Chicago River | HCC-07 | Chicago | Various (MS4 Discharge) | ILR400173 | Fecal Coliform | 200 | cfu/100 ml | WQ standard |  |  | 19119 | mil col/Day (Total per MS4) | MS4s discharges are assumed to occur under mid to high flow conditions and WLAs are not assigned for lower flows.
North Branch Chicago River​​ | North Branch Chicago River | HCC-07 | Chicago CSOs | 024, 178, 232 | IL0045012 | Chloride | 500 | mg/L |  | intermittent |  | N/A | lbs/Day (DAF / DMF) | Infrequent discharge reported from one outfall since 2011 response to extreme wet weather conditions.
North Branch Chicago River​​ | North Branch Chicago River | HCC-07 | Chicago CSOs | 024, 178, 232 | IL0045012 | Fecal Coliform | 200 | cfu/100 ml | WQ standard | intermittent |  | N/A | mil. col/Day (DAF / DMF) | Infrequent discharge reported from one outfall since 2011 response to extreme wet weather conditions.
North Branch Chicago River​​ | North Branch Chicago River | HCC-07 | Cook County Highway | Various (MS4 Discharge) | ILR400485 | Chloride | 500 | mg/L |  |  |  | 16752 | lbs/day (Total Per MS4) | MS4s discharges are assumed to occur under mid to high flow conditions and WLAs are not assigned for lower flows.
North Branch Chicago River​​ | North Branch Chicago River | HCC-07 | Cook County Highway | Various (MS4 Discharge) | ILR400485 | Fecal Coliform | 200 | cfu/100 ml | WQ standard |  |  | 16752 | mil col/Day (Total per MS4) | MS4s discharges are assumed to occur under mid to high flow conditions and WLAs are not assigned for lower flows.
North Branch Chicago River​​ | West Fork Chicago River | HCCB-05 | Cook County Highway Dept. | Various (MS4 Discharge) | ILR400485 | Fecal Coliform | 200 | cfu/100 ml | WQ standard |  |  | 1086 | mil col/Day (Total per MS4) | MS4s discharges are assumed to occur under mid to high flow conditions and WLAs are not assigned for lower flows.
North Branch Chicago River​​ | Middle Fork Chicago River | HCCC-02 | Cook County Highway Dept. | Various (MS4 Discharge) | ILR400485 | Fecal Coliform | 200 | cfu/100 ml | WQ standard |  |  | 833 | mil col/Day (Total per MS4) | MS4s discharges are assumed to occur under mid to high flow conditions and WLAs are not assigned for lower flows.
North Branch Chicago River​​ | Middle Fork Chicago River | HCCC-04 | Cook County Highway Dept. | Various (MS4 Discharge) | ILR400485 | Fecal Coliform | 200 | cfu/100 ml | WQ standard |  |  | 147029 | mil col/Day (Total per MS4) | MS4s discharges are assumed to occur under mid to high flow conditions and WLAs are not assigned for lower flows.
North Branch Chicago River​​ | Skokie River | HCCD-01 | Cook County Highway Dept. | Various (MS4 Discharge) | ILR400485 | Fecal Coliform | 200 | cfu/100 ml | WQ standard |  |  | 3970 | mil col/Day (Total per MS4) | MS4s discharges are assumed to occur under mid to high flow conditions and WLAs are not assigned for lower flows.
North Branch Chicago River​​ | Skokie River | HCCD-09 | Cook County Highway Dept. | Various (MS4 Discharge) | ILR400485 | Fecal Coliform | 200 | cfu/100 ml | WQ standard |  |  | 2941 | mil col/Day (Total per MS4) | MS4s discharges are assumed to occur under mid to high flow conditions and WLAs are not assigned for lower flows.
North Branch Chicago River​​ | West Fork Chicago River | HCCB-05 | Cook County Hwy | Various (MS4 Discharge) | ILR400485 | Chloride | 500 | mg/L |  |  |  | 485 | lbs/day (Total Per MS4) | MS4s discharges are assumed to occur under mid to high flow conditions and WLAs are not assigned for lower flows.
North Branch Chicago River​​ | Middle Fork Chicago River | HCCC-02 | Cook County Hwy | Various (MS4 Discharge) | ILR400485 | Chloride | 500 | mg/L |  |  |  | 463 | lbs/day (Total Per MS4)
North Branch Chicago River​​ | Middle Fork Chicago River | HCCC-04 | Cook County Hwy | Various (MS4 Discharge) | ILR400485 | Chloride | 500 | mg/L |  |  |  | 3564 | lbs/day (Total Per MS4)
North Branch Chicago River​​ | Skokie River | HCCD-01 | Cook County Hwy | Various (MS4 Discharge) | ILR400485 | Chloride | 500 | mg/L |  |  |  | 1704 | lbs/day (Total Per MS4)
North Branch Chicago River​​ | Skokie River | HCCD-09 | Cook County Hwy | Various (MS4 Discharge) | ILR400485 | Chloride | 500 | mg/L |  |  |  | 425 | lbs/day (Total Per MS4)
North Branch Chicago River​​ | North Branch Chicago River | HCC-07 | Deerfield | Various (MS4 Discharge) | ILR400324 | Chloride | 500 | mg/L |  |  |  | 262815 | lbs/day (Total Per MS4) | MS4s discharges are assumed to occur under mid to high flow conditions and WLAs are not assigned for lower flows.
North Branch Chicago River​​ | North Branch Chicago River | HCC-07 | Deerfield | Various (MS4 Discharge) | ILR400324 | Fecal Coliform | 200 | cfu/100 ml | WQ standard |  |  | 262815 | mil col/Day (Total per MS4) | MS4s discharges are assumed to occur under mid to high flow conditions and WLAs are not assigned for lower flows.
North Branch Chicago River​​ | West Fork Chicago River | HCCB-05 | Deerfield | Various (MS4 Discharge) | ILR400324 | Chloride | 500 | mg/L |  |  |  | 18397 | lbs/day (Total Per MS4) | MS4s discharges are assumed to occur under mid to high flow conditions and WLAs are not assigned for lower flows.
North Branch Chicago River​​ | West Fork Chicago River | HCCB-05 | Deerfield | Various (MS4 Discharge) | ILR400324 | Fecal Coliform | 200 | cfu/100 ml | WQ standard |  |  | 41176 | mil col/Day (Total per MS4) | MS4s discharges are assumed to occur under mid to high flow conditions and WLAs are not assigned for lower flows.
North Branch Chicago River​​ | Middle Fork Chicago River | HCCC-02 | Deerfield | Various (MS4 Discharge) | ILR400324 | Chloride | 500 | mg/L |  |  |  | 34664 | lbs/day (Total Per MS4)
North Branch Chicago River​​ | Middle Fork Chicago River | HCCC-02 | Deerfield | Various (MS4 Discharge) | ILR400324 | Fecal Coliform | 200 | cfu/100 ml | WQ standard |  |  | 62335 | mil col/Day (Total per MS4) | MS4s discharges are assumed to occur under mid to high flow conditions and WLAs are not assigned for lower flows.
North Branch Chicago River​​ | Middle Fork Chicago River | HCCC-04 | Deerfield | Various (MS4 Discharge) | ILR400324 | Chloride | 500 | mg/L |  |  |  | 62425 | lbs/day (Total Per MS4)
North Branch Chicago River​​ | Middle Fork Chicago River | HCCC-04 | Deerfield | Various (MS4 Discharge) | ILR400324 | Fecal Coliform | 200 | cfu/100 ml | WQ standard |  |  | 2575176 | mil col/Day (Total per MS4) | MS4s discharges are assumed to occur under mid to high flow conditions and WLAs are not assigned for lower flows.
North Branch Chicago River​​ | Skokie River | HCCD-01 | Deerfield | Various (MS4 Discharge) | ILR400324 | Chloride | 500 | mg/L |  |  |  | 1187 | lbs/day (Total Per MS4)
North Branch Chicago River​​ | Skokie River | HCCD-01 | Deerfield | Various (MS4 Discharge) | ILR400324 | Fecal Coliform | 200 | cfu/100 ml | WQ standard |  |  | 2767 | mil col/Day (Total per MS4) | MS4s discharges are assumed to occur under mid to high flow conditions and WLAs are not assigned for lower flows.
North Branch Chicago River​​ | Skokie River | HCCD-09 | Deerfield | Various (MS4 Discharge) | ILR400324 | Chloride | 500 | mg/L |  |  |  | 373 | lbs/day (Total Per MS4)
North Branch Chicago River​​ | Skokie River | HCCD-09 | Deerfield | Various (MS4 Discharge) | ILR400324 | Fecal Coliform | 200 | cfu/100 ml | WQ standard |  |  | 2585 | mil col/Day (Total per MS4) | MS4s discharges are assumed to occur under mid to high flow conditions and WLAs are not assigned for lower flows.
North Branch Chicago River​​ | North Branch Chicago River | HCC-07 | Evanston | Various (MS4 Discharge) | ILR400335 | Chloride | 500 | mg/L |  |  |  | 1104 | lbs/day (Total Per MS4) | MS4s discharges are assumed to occur under mid to high flow conditions and WLAs are not assigned for lower flows.
North Branch Chicago River​​ | North Branch Chicago River | HCC-07 | Evanston | Various (MS4 Discharge) | ILR400335 | Fecal Coliform | 200 | cfu/100 ml | WQ standard |  |  | 1104 | mil col/Day (Total per MS4) | MS4s discharges are assumed to occur under mid to high flow conditions and WLAs are not assigned for lower flows.
North Branch Chicago River​​ | Middle Fork Chicago River | HCCC-04 | Evanston | Various (MS4 Discharge) | ILR400335 | Chloride | 500 | mg/L |  |  |  | 167 | lbs/day (Total Per MS4)
North Branch Chicago River​​ | Middle Fork Chicago River | HCCC-04 | Evanston | Various (MS4 Discharge) | ILR400335 | Fecal Coliform | 200 | cfu/100 ml | WQ standard |  |  | 6890 | mil col/Day (Total per MS4) | MS4s discharges are assumed to occur under mid to high flow conditions and WLAs are not assigned for lower flows.
North Branch Chicago River​​ | North Branch Chicago River | HCC-07 | Glencoe | Various (MS4 Discharge) | ILR400198 | Chloride | 500 | mg/L |  |  |  | 93538 | lbs/day (Total Per MS4) | MS4s discharges are assumed to occur under mid to high flow conditions and WLAs are not assigned for lower flows.
North Branch Chicago River​​ | North Branch Chicago River | HCC-07 | Glencoe | Various (MS4 Discharge) | ILR400198 | Fecal Coliform | 200 | cfu/100 ml | WQ standard |  |  | 93538 | mil col/Day (Total per MS4) | MS4s discharges are assumed to occur under mid to high flow conditions and WLAs are not assigned for lower flows.
North Branch Chicago River​​ | Middle Fork Chicago River | HCCC-04 | Glencoe | Various (MS4 Discharge) | ILR400198 | Chloride | 500 | mg/L |  |  |  | 56236 | lbs/day (Total Per MS4)
North Branch Chicago River​​ | Middle Fork Chicago River | HCCC-04 | Glencoe | Various (MS4 Discharge) | ILR400198 | Fecal Coliform | 200 | cfu/100 ml | WQ standard |  |  | 2319876 | mil col/Day (Total per MS4) | MS4s discharges are assumed to occur under mid to high flow conditions and WLAs are not assigned for lower flows.
North Branch Chicago River​​ | Skokie River | HCCD-09 | Glencoe | Various (MS4 Discharge) | ILR400198 | Chloride | 500 | mg/L |  |  |  | 21390 | lbs/day (Total Per MS4)
North Branch Chicago River​​ | Skokie River | HCCD-09 | Glencoe | Various (MS4 Discharge) | ILR400198 | Fecal Coliform | 200 | cfu/100 ml | WQ standard |  |  | 148131 | mil col/Day (Total per MS4) | MS4s discharges are assumed to occur under mid to high flow conditions and WLAs are not assigned for lower flows.
North Branch Chicago River​​ | North Branch Chicago River | HCC-07 | Glenview | Various (MS4 Discharge) | ILR400343 | Chloride | 500 | mg/L |  |  |  | 559928 | lbs/day (Total Per MS4) | MS4s discharges are assumed to occur under mid to high flow conditions and WLAs are not assigned for lower flows.
North Branch Chicago River​​ | North Branch Chicago River | HCC-07 | Glenview | Various (MS4 Discharge) | ILR400343 | Fecal Coliform | 200 | cfu/100 ml | WQ standard |  |  | 559928 | mil col/Day (Total per MS4) | MS4s discharges are assumed to occur under mid to high flow conditions and WLAs are not assigned for lower flows.
North Branch Chicago River​​ | West Fork Chicago River | HCCB-05 | Glenview | Various (MS4 Discharge) | ILR400343 | Chloride | 500 | mg/L |  |  |  | 52760 | lbs/day (Total Per MS4) | MS4s discharges are assumed to occur under mid to high flow conditions and WLAs are not assigned for lower flows.
North Branch Chicago River​​ | West Fork Chicago River | HCCB-05 | Glenview | Various (MS4 Discharge) | ILR400343 | Fecal Coliform | 200 | cfu/100 ml | WQ standard |  |  | 118086 | mil col/Day (Total per MS4) | MS4s discharges are assumed to occur under mid to high flow conditions and WLAs are not assigned for lower flows.
North Branch Chicago River​​ | Middle Fork Chicago River | HCCC-02 | Glenview | Various (MS4 Discharge) | ILR400343 | Chloride | 500 | mg/L |  |  |  | 857 | lbs/day (Total Per MS4)
North Branch Chicago River​​ | Middle Fork Chicago River | HCCC-02 | Glenview | Various (MS4 Discharge) | ILR400343 | Fecal Coliform | 200 | cfu/100 ml | WQ standard |  |  | 1541 | mil col/Day (Total per MS4) | MS4s discharges are assumed to occur under mid to high flow conditions and WLAs are not assigned for lower flows.
North Branch Chicago River​​ | Middle Fork Chicago River | HCCC-04 | Glenview | Various (MS4 Discharge) | ILR400343 | Chloride | 500 | mg/L |  |  |  | 63156 | lbs/day (Total Per MS4)
North Branch Chicago River​​ | Middle Fork Chicago River | HCCC-04 | Glenview | Various (MS4 Discharge) | ILR400343 | Fecal Coliform | 200 | cfu/100 ml | WQ standard |  |  | 2605348 | mil col/Day (Total per MS4) | MS4s discharges are assumed to occur under mid to high flow conditions and WLAs are not assigned for lower flows.
North Branch Chicago River​​ | North Branch Chicago River | HCC-07 | Golf | Various (MS4 Discharge) | ILR400200 | Chloride | 500 | mg/L |  |  |  | 14864 | lbs/day (Total Per MS4) | MS4s discharges are assumed to occur under mid to high flow conditions and WLAs are not assigned for lower flows.
North Branch Chicago River​​ | North Branch Chicago River | HCC-07 | Golf | Various (MS4 Discharge) | ILR400200 | Fecal Coliform | 200 | cfu/100 ml | WQ standard |  |  | 14864 | mil col/Day (Total per MS4) | MS4s discharges are assumed to occur under mid to high flow conditions and WLAs are not assigned for lower flows.
North Branch Chicago River​​ | West Fork Chicago River | HCCB-05 | Golf | Various (MS4 Discharge) | ILR400200 | Chloride | 500 | mg/L |  |  |  | 1921 | lbs/day (Total Per MS4) | MS4s discharges are assumed to occur under mid to high flow conditions and WLAs are not assigned for lower flows.
North Branch Chicago River​​ | West Fork Chicago River | HCCB-05 | Golf | Various (MS4 Discharge) | ILR400200 | Fecal Coliform | 200 | cfu/100 ml | WQ standard |  |  | 4300 | mil col/Day (Total per MS4) | MS4s discharges are assumed to occur under mid to high flow conditions and WLAs are not assigned for lower flows.
North Branch Chicago River​​ | Middle Fork Chicago River | HCCC-04 | Golf | Various (MS4 Discharge) | ILR400200 | Chloride | 500 | mg/L |  |  |  | 2913 | lbs/day (Total Per MS4)
North Branch Chicago River​​ | Middle Fork Chicago River | HCCC-04 | Golf | Various (MS4 Discharge) | ILR400200 | Fecal Coliform | 200 | cfu/100 ml | WQ standard |  |  | 120182 | mil col/Day (Total per MS4) | MS4s discharges are assumed to occur under mid to high flow conditions and WLAs are not assigned for lower flows.
North Branch Chicago River​​ | West Fork | HCCB-05 | Golf CSOs |  | IL0072389 | Chloride | 500 | mg/L |  | intermittent |  | N/A | lbs/Day (DAF / DMF) | No reported discharge since at least 2011 for these CSOs.
North Branch Chicago River​​ | West Fork | HCCB-05 | Golf CSOs |  | IL0072389 | Fecal Coliform | 200 | cfu/100 ml | WQ standard | intermittent |  | N/A | mil. col/Day (DAF / DMF) | No reported discharge since at least 2011 for these CSOs.
North Branch Chicago River​​ | North Branch Chicago River | HCC-07 | Green Oaks | Various (MS4 Discharge) | ILR400203 | Chloride | 500 | mg/L |  |  |  | 130085 | lbs/day (Total Per MS4) | MS4s discharges are assumed to occur under mid to high flow conditions and WLAs are not assigned for lower flows.
North Branch Chicago River​​ | North Branch Chicago River | HCC-07 | Green Oaks | Various (MS4 Discharge) | ILR400203 | Fecal Coliform | 200 | cfu/100 ml | WQ standard |  |  | 130085 | mil col/Day (Total per MS4) | MS4s discharges are assumed to occur under mid to high flow conditions and WLAs are not assigned for lower flows.
North Branch Chicago River​​ | Middle Fork Chicago River | HCCC-02 | Green Oaks | Various (MS4 Discharge) | ILR400203 | Chloride | 500 | mg/L |  |  |  | 44088 | lbs/day (Total Per MS4)
North Branch Chicago River​​ | Middle Fork Chicago River | HCCC-02 | Green Oaks | Various (MS4 Discharge) | ILR400203 | Fecal Coliform | 200 | cfu/100 ml | WQ standard |  |  | 79281 | mil col/Day (Total per MS4) | MS4s discharges are assumed to occur under mid to high flow conditions and WLAs are not assigned for lower flows.
North Branch Chicago River​​ | Middle Fork Chicago River | HCCC-04 | Green Oaks | Various (MS4 Discharge) | ILR400203 | Chloride | 500 | mg/L |  |  |  | 78208 | lbs/day (Total Per MS4)
North Branch Chicago River​​ | Middle Fork Chicago River | HCCC-04 | Green Oaks | Various (MS4 Discharge) | ILR400203 | Fecal Coliform | 200 | cfu/100 ml | WQ standard |  |  | 3226280 | mil col/Day (Total per MS4) | MS4s discharges are assumed to occur under mid to high flow conditions and WLAs are not assigned for lower flows.
North Branch Chicago River​​ | Skokie River | HCCD-01 | Green Oaks | Various (MS4 Discharge) | ILR400203 | Chloride | 500 | mg/L |  |  |  | 73 | lbs/day (Total Per MS4)
North Branch Chicago River​​ | Skokie River | HCCD-01 | Green Oaks | Various (MS4 Discharge) | ILR400203 | Fecal Coliform | 200 | cfu/100 ml | WQ standard |  |  | 171 | mil col/Day (Total per MS4) | MS4s discharges are assumed to occur under mid to high flow conditions and WLAs are not assigned for lower flows.
North Branch Chicago River​​ | Skokie River | HCCD-09 | Green Oaks | Various (MS4 Discharge) | ILR400203 | Chloride | 500 | mg/L |  |  |  | 23 | lbs/day (Total Per MS4)
North Branch Chicago River​​ | Skokie River | HCCD-09 | Green Oaks | Various (MS4 Discharge) | ILR400203 | Fecal Coliform | 200 | cfu/100 ml | WQ standard |  |  | 160 | mil col/Day (Total per MS4) | MS4s discharges are assumed to occur under mid to high flow conditions and WLAs are not assigned for lower flows.
North Branch Chicago River​​ | North Branch Chicago River | HCC-07 | Highland Park | Various (MS4 Discharge) | ILR400352 | Chloride | 500 | mg/L |  |  |  | 401063 | lbs/day (Total Per MS4) | MS4s discharges are assumed to occur under mid to high flow conditions and WLAs are not assigned for lower flows.
North Branch Chicago River​​ | North Branch Chicago River | HCC-07 | Highland Park | Various (MS4 Discharge) | ILR400352 | Fecal Coliform | 200 | cfu/100 ml | WQ standard |  |  | 401063 | mil col/Day (Total per MS4) | MS4s discharges are assumed to occur under mid to high flow conditions and WLAs are not assigned for lower flows.
North Branch Chicago River​​ | Middle Fork Chicago River | HCCC-02 | Highland Park | Various (MS4 Discharge) | ILR400352 | Chloride | 500 | mg/L |  |  |  | 13733 | lbs/day (Total Per MS4)
North Branch Chicago River​​ | Middle Fork Chicago River | HCCC-02 | Highland Park | Various (MS4 Discharge) | ILR400352 | Fecal Coliform | 200 | cfu/100 ml | WQ standard |  |  | 24696 | mil col/Day (Total per MS4) | MS4s discharges are assumed to occur under mid to high flow conditions and WLAs are not assigned for lower flows.
North Branch Chicago River​​ | Middle Fork Chicago River | HCCC-04 | Highland Park | Various (MS4 Discharge) | ILR400352 | Chloride | 500 | mg/L |  |  |  | 241122 | lbs/day (Total Per MS4)
North Branch Chicago River​​ | Middle Fork Chicago River | HCCC-04 | Highland Park | Various (MS4 Discharge) | ILR400352 | Fecal Coliform | 200 | cfu/100 ml | WQ standard |  |  | 9946895 | mil col/Day (Total per MS4) | MS4s discharges are assumed to occur under mid to high flow conditions and WLAs are not assigned for lower flows.
North Branch Chicago River​​ | Skokie River | HCCD-01 | Highland Park | Various (MS4 Discharge) | ILR400352 | Chloride | 500 | mg/L |  |  |  | 253927 | lbs/day (Total Per MS4)
North Branch Chicago River​​ | Skokie River | HCCD-01 | Highland Park | Various (MS4 Discharge) | ILR400352 | Fecal Coliform | 200 | cfu/100 ml | WQ standard |  |  | 591765 | mil col/Day (Total per MS4) | MS4s discharges are assumed to occur under mid to high flow conditions and WLAs are not assigned for lower flows.
North Branch Chicago River​​ | Skokie River | HCCD-09 | Highland Park | Various (MS4 Discharge) | ILR400352 | Chloride | 500 | mg/L |  |  |  | 82454 | lbs/day (Total Per MS4)
North Branch Chicago River​​ | Skokie River | HCCD-09 | Highland Park | Various (MS4 Discharge) | ILR400352 | Fecal Coliform | 200 | cfu/100 ml | WQ standard |  |  | 571017 | mil col/Day (Total per MS4) | MS4s discharges are assumed to occur under mid to high flow conditions and WLAs are not assigned for lower flows.
North Branch Chicago River​​ | North Branch Chicago River | HCC-07 | Highwood | Various (MS4 Discharge) | ILR400353 | Chloride | 500 | mg/L |  |  |  | 11678 | lbs/day (Total Per MS4) | MS4s discharges are assumed to occur under mid to high flow conditions and WLAs are not assigned for lower flows.
North Branch Chicago River​​ | North Branch Chicago River | HCC-07 | Highwood | Various (MS4 Discharge) | ILR400353 | Fecal Coliform | 200 | cfu/100 ml | WQ standard |  |  | 11678 | mil col/Day (Total per MS4) | MS4s discharges are assumed to occur under mid to high flow conditions and WLAs are not assigned for lower flows.
North Branch Chicago River​​ | Middle Fork Chicago River | HCCC-04 | Highwood | Various (MS4 Discharge) | ILR400353 | Chloride | 500 | mg/L |  |  |  | 7021 | lbs/day (Total Per MS4)
North Branch Chicago River​​ | Middle Fork Chicago River | HCCC-04 | Highwood | Various (MS4 Discharge) | ILR400353 | Fecal Coliform | 200 | cfu/100 ml | WQ standard |  |  | 289640 | mil col/Day (Total per MS4) | MS4s discharges are assumed to occur under mid to high flow conditions and WLAs are not assigned for lower flows.
North Branch Chicago River​​ | Skokie River | HCCD-01 | Highwood | Various (MS4 Discharge) | ILR400353 | Chloride | 500 | mg/L |  |  |  | 8496 | lbs/day (Total Per MS4)
North Branch Chicago River​​ | Skokie River | HCCD-01 | Highwood | Various (MS4 Discharge) | ILR400353 | Fecal Coliform | 200 | cfu/100 ml | WQ standard |  |  | 19799 | mil col/Day (Total per MS4) | MS4s discharges are assumed to occur under mid to high flow conditions and WLAs are not assigned for lower flows.
North Branch Chicago River​​ | Skokie River | HCCD-09 | Highwood | Various (MS4 Discharge) | ILR400353 | Chloride | 500 | mg/L |  |  |  | 2671 | lbs/day (Total Per MS4)
North Branch Chicago River​​ | Skokie River | HCCD-09 | Highwood | Various (MS4 Discharge) | ILR400353 | Fecal Coliform | 200 | cfu/100 ml | WQ standard |  |  | 18494 | mil col/Day (Total per MS4) | MS4s discharges are assumed to occur under mid to high flow conditions and WLAs are not assigned for lower flows.
North Branch Chicago River​​ | North Branch Chicago River | HCC-07 | IDOT | Various (MS4 Discharge) | ILR400493 | Chloride | 500 | mg/L |  |  |  | 89414 | lbs/day (Total Per MS4) | MS4s discharges are assumed to occur under mid to high flow conditions and WLAs are not assigned for lower flows.
North Branch Chicago River​​ | North Branch Chicago River | HCC-07 | IDOT | Various (MS4 Discharge) | ILR400493 | Fecal Coliform | 200 | cfu/100 ml | WQ standard |  |  | 89414 | mil col/Day (Total per MS4) | MS4s discharges are assumed to occur under mid to high flow conditions and WLAs are not assigned for lower flows.
North Branch Chicago River​​ | West Fork Chicago River | HCCB-05 | IDOT | Various (MS4 Discharge) | ILR400493 | Chloride | 500 | mg/L |  |  |  | 1059 | lbs/day (Total Per MS4) | MS4s discharges are assumed to occur under mid to high flow conditions and WLAs are not assigned for lower flows.
North Branch Chicago River​​ | West Fork Chicago River | HCCB-05 | IDOT | Various (MS4 Discharge) | ILR400493 | Fecal Coliform | 200 | cfu/100 ml | WQ standard |  |  | 2371 | mil col/Day (Total per MS4) | MS4s discharges are assumed to occur under mid to high flow conditions and WLAs are not assigned for lower flows.
North Branch Chicago River​​ | Middle Fork Chicago River | HCCC-02 | IDOT | Various (MS4 Discharge) | ILR400493 | Chloride | 500 | mg/L |  |  |  | 2566 | lbs/day (Total Per MS4)
North Branch Chicago River​​ | Middle Fork Chicago River | HCCC-02 | IDOT | Various (MS4 Discharge) | ILR400493 | Fecal Coliform | 200 | cfu/100 ml | WQ standard |  |  | 4614 | mil col/Day (Total per MS4) | MS4s discharges are assumed to occur under mid to high flow conditions and WLAs are not assigned for lower flows.
North Branch Chicago River​​ | Middle Fork Chicago River | HCCC-04 | IDOT | Various (MS4 Discharge) | ILR400493 | Chloride | 500 | mg/L |  |  |  | 18353 | lbs/day (Total Per MS4)
North Branch Chicago River​​ | Middle Fork Chicago River | HCCC-04 | IDOT | Various (MS4 Discharge) | ILR400493 | Fecal Coliform | 200 | cfu/100 ml | WQ standard |  |  | 757121 | mil col/Day (Total per MS4) | MS4s discharges are assumed to occur under mid to high flow conditions and WLAs are not assigned for lower flows.
North Branch Chicago River​​ | Skokie River | HCCD-01 | IDOT | Various (MS4 Discharge) | ILR400493 | Chloride | 500 | mg/L |  |  |  | 3482 | lbs/day (Total Per MS4)
North Branch Chicago River​​ | Skokie River | HCCD-01 | IDOT | Various (MS4 Discharge) | ILR400493 | Fecal Coliform | 200 | cfu/100 ml | WQ standard |  |  | 8114 | mil col/Day (Total per MS4) | MS4s discharges are assumed to occur under mid to high flow conditions and WLAs are not assigned for lower flows.
North Branch Chicago River​​ | Skokie River | HCCD-09 | IDOT | Various (MS4 Discharge) | ILR400493 | Chloride | 500 | mg/L |  |  |  | 4594 | lbs/day (Total Per MS4)
North Branch Chicago River​​ | Skokie River | HCCD-09 | IDOT | Various (MS4 Discharge) | ILR400493 | Fecal Coliform | 200 | cfu/100 ml | WQ standard |  |  | 31813 | mil col/Day (Total per MS4) | MS4s discharges are assumed to occur under mid to high flow conditions and WLAs are not assigned for lower flows.
North Branch Chicago River​​ | North Branch Chicago River | HCC-07 | IL State Tollway Auth. | Various (MS4 Discharge) | ILR400494 | Chloride | 500 | mg/L |  |  |  | 11951 | lbs/day (Total Per MS4) | MS4s discharges are assumed to occur under mid to high flow conditions and WLAs are not assigned for lower flows.
North Branch Chicago River​​ | North Branch Chicago River | HCC-07 | IL State Tollway Auth. | Various (MS4 Discharge) | ILR400494 | Fecal Coliform | 200 | cfu/100 ml | WQ standard |  |  | 11951 | mil col/Day (Total per MS4) | MS4s discharges are assumed to occur under mid to high flow conditions and WLAs are not assigned for lower flows.
North Branch Chicago River​​ | West Fork Chicago River | HCCB-05 | IL State Tollway Auth. | Various (MS4 Discharge) | ILR400494 | Chloride | 500 | mg/L |  |  |  | 759 | lbs/day (Total Per MS4) | MS4s discharges are assumed to occur under mid to high flow conditions and WLAs are not assigned for lower flows.
North Branch Chicago River​​ | West Fork Chicago River | HCCB-05 | IL State Tollway Auth. | Various (MS4 Discharge) | ILR400494 | Fecal Coliform | 200 | cfu/100 ml | WQ standard |  |  | 1698 | mil col/Day (Total per MS4) | MS4s discharges are assumed to occur under mid to high flow conditions and WLAs are not assigned for lower flows.
North Branch Chicago River​​ | Middle Fork Chicago River | HCCC-02 | IL State Tollway Auth. | Various (MS4 Discharge) | ILR400494 | Chloride | 500 | mg/L |  |  |  | 1729 | lbs/day (Total Per MS4)
North Branch Chicago River​​ | Middle Fork Chicago River | HCCC-02 | IL State Tollway Auth. | Various (MS4 Discharge) | ILR400494 | Fecal Coliform | 200 | cfu/100 ml | WQ standard |  |  | 3109 | mil col/Day (Total per MS4) | MS4s discharges are assumed to occur under mid to high flow conditions and WLAs are not assigned for lower flows.
North Branch Chicago River​​ | Middle Fork Chicago River | HCCC-04 | IL State Tollway Auth. | Various (MS4 Discharge) | ILR400494 | Chloride | 500 | mg/L |  |  |  | 3243 | lbs/day (Total Per MS4)
North Branch Chicago River​​ | Middle Fork Chicago River | HCCC-04 | IL State Tollway Auth. | Various (MS4 Discharge) | ILR400494 | Fecal Coliform | 200 | cfu/100 ml | WQ standard |  |  | 133791 | mil col/Day (Total per MS4) | MS4s discharges are assumed to occur under mid to high flow conditions and WLAs are not assigned for lower flows.
North Branch Chicago River​​ | Skokie River | HCCD-01 | IL State Tollway Auth. | Various (MS4 Discharge) | ILR400494 | Chloride | 500 | mg/L |  |  |  | 217 | lbs/day (Total Per MS4)
North Branch Chicago River​​ | Skokie River | HCCD-01 | IL State Tollway Auth. | Various (MS4 Discharge) | ILR400494 | Fecal Coliform | 200 | cfu/100 ml | WQ standard |  |  | 505 | mil col/Day (Total per MS4) | MS4s discharges are assumed to occur under mid to high flow conditions and WLAs are not assigned for lower flows.
North Branch Chicago River​​ | Skokie River | HCCD-09 | IL State Tollway Auth. | Various (MS4 Discharge) | ILR400494 | Chloride | 500 | mg/L |  |  |  | 68 | lbs/day (Total Per MS4)
North Branch Chicago River​​ | Skokie River | HCCD-09 | IL State Tollway Auth. | Various (MS4 Discharge) | ILR400494 | Fecal Coliform | 200 | cfu/100 ml | WQ standard |  |  | 472 | mil col/Day (Total per MS4) | MS4s discharges are assumed to occur under mid to high flow conditions and WLAs are not assigned for lower flows.
North Branch Chicago River​​ | North Branch Chicago River | HCC-07 | Lake Bluff | Various (MS4 Discharge) | ILR400366 | Chloride | 500 | mg/L |  |  |  | 73101 | lbs/day (Total Per MS4) | MS4s discharges are assumed to occur under mid to high flow conditions and WLAs are not assigned for lower flows.
North Branch Chicago River​​ | North Branch Chicago River | HCC-07 | Lake Bluff | Various (MS4 Discharge) | ILR400366 | Fecal Coliform | 200 | cfu/100 ml | WQ standard |  |  | 73101 | mil col/Day (Total per MS4) | MS4s discharges are assumed to occur under mid to high flow conditions and WLAs are not assigned for lower flows.
North Branch Chicago River​​ | Middle Fork Chicago River | HCCC-04 | Lake Bluff | Various (MS4 Discharge) | ILR400366 | Chloride | 500 | mg/L |  |  |  | 43949 | lbs/day (Total Per MS4)
North Branch Chicago River​​ | Middle Fork Chicago River | HCCC-04 | Lake Bluff | Various (MS4 Discharge) | ILR400366 | Fecal Coliform | 200 | cfu/100 ml | WQ standard |  |  | 1812991 | mil col/Day (Total per MS4) | MS4s discharges are assumed to occur under mid to high flow conditions and WLAs are not assigned for lower flows.
North Branch Chicago River​​ | Skokie River | HCCD-01 | Lake Bluff | Various (MS4 Discharge) | ILR400366 | Chloride | 500 | mg/L |  |  |  | 53178 | lbs/day (Total Per MS4)
North Branch Chicago River​​ | Skokie River | HCCD-01 | Lake Bluff | Various (MS4 Discharge) | ILR400366 | Fecal Coliform | 200 | cfu/100 ml | WQ standard |  |  | 123930 | mil col/Day (Total per MS4) | MS4s discharges are assumed to occur under mid to high flow conditions and WLAs are not assigned for lower flows.
North Branch Chicago River​​ | Skokie River | HCCD-09 | Lake Bluff | Various (MS4 Discharge) | ILR400366 | Chloride | 500 | mg/L |  |  |  | 16716 | lbs/day (Total Per MS4)
North Branch Chicago River​​ | Skokie River | HCCD-09 | Lake Bluff | Various (MS4 Discharge) | ILR400366 | Fecal Coliform | 200 | cfu/100 ml | WQ standard |  |  | 115765 | mil col/Day (Total per MS4) | MS4s discharges are assumed to occur under mid to high flow conditions and WLAs are not assigned for lower flows.
North Branch Chicago River​​ | North Branch Chicago River | HCC-07 | Lake County | Various (MS4 Discharge) | ILR400517 | Chloride | 500 | mg/L |  |  |  | 285909 | lbs/day (Total Per MS4) | MS4s discharges are assumed to occur under mid to high flow conditions and WLAs are not assigned for lower flows.
North Branch Chicago River​​ | North Branch Chicago River | HCC-07 | Lake County | Various (MS4 Discharge) | ILR400517 | Fecal Coliform | 200 | cfu/100 ml | WQ standard |  |  | 285909 | mil col/Day (Total per MS4) | MS4s discharges are assumed to occur under mid to high flow conditions and WLAs are not assigned for lower flows.
North Branch Chicago River​​ | West Fork Chicago River | HCCB-05 | Lake County | Various (MS4 Discharge) | ILR400517 | Chloride | 500 | mg/L |  |  |  | 4487 | lbs/day (Total Per MS4) | MS4s discharges are assumed to occur under mid to high flow conditions and WLAs are not assigned for lower flows.
North Branch Chicago River​​ | West Fork Chicago River | HCCB-05 | Lake County | Various (MS4 Discharge) | ILR400517 | Fecal Coliform | 200 | cfu/100 ml | WQ standard |  |  | 10042 | mil col/Day (Total per MS4) | MS4s discharges are assumed to occur under mid to high flow conditions and WLAs are not assigned for lower flows.
North Branch Chicago River​​ | Middle Fork Chicago River | HCCC-02 | Lake County | Various (MS4 Discharge) | ILR400517 | Chloride | 500 | mg/L |  |  |  | 61653 | lbs/day (Total Per MS4)
North Branch Chicago River​​ | Middle Fork Chicago River | HCCC-02 | Lake County | Various (MS4 Discharge) | ILR400517 | Fecal Coliform | 200 | cfu/100 ml | WQ standard |  |  | 110868 | mil col/Day (Total per MS4) | MS4s discharges are assumed to occur under mid to high flow conditions and WLAs are not assigned for lower flows.
North Branch Chicago River​​ | Middle Fork Chicago River | HCCC-04 | Lake County | Various (MS4 Discharge) | ILR400517 | Chloride | 500 | mg/L |  |  |  | 129386 | lbs/day (Total Per MS4)
North Branch Chicago River​​ | Middle Fork Chicago River | HCCC-04 | Lake County | Various (MS4 Discharge) | ILR400517 | Fecal Coliform | 200 | cfu/100 ml | WQ standard |  |  | 5337523 | mil col/Day (Total per MS4) | MS4s discharges are assumed to occur under mid to high flow conditions and WLAs are not assigned for lower flows.
North Branch Chicago River​​ | Skokie River | HCCD-01 | Lake County | Various (MS4 Discharge) | ILR400517 | Chloride | 500 | mg/L |  |  |  | 47584 | lbs/day (Total Per MS4)
North Branch Chicago River​​ | Skokie River | HCCD-01 | Lake County | Various (MS4 Discharge) | ILR400517 | Fecal Coliform | 200 | cfu/100 ml | WQ standard |  |  | 110892 | mil col/Day (Total per MS4) | MS4s discharges are assumed to occur under mid to high flow conditions and WLAs are not assigned for lower flows.
North Branch Chicago River​​ | Skokie River | HCCD-09 | Lake County | Various (MS4 Discharge) | ILR400517 | Chloride | 500 | mg/L |  |  |  | 14960 | lbs/day (Total Per MS4)
North Branch Chicago River​​ | Skokie River | HCCD-09 | Lake County | Various (MS4 Discharge) | ILR400517 | Fecal Coliform | 200 | cfu/100 ml | WQ standard |  |  | 103602 | mil col/Day (Total per MS4) | MS4s discharges are assumed to occur under mid to high flow conditions and WLAs are not assigned for lower flows.
North Branch Chicago River​​ | North Branch Chicago River | HCC-07 | Lake Forest | Various (MS4 Discharge) | ILR400367 | Chloride | 500 | mg/L |  |  |  | 617934 | lbs/day (Total Per MS4) | MS4s discharges are assumed to occur under mid to high flow conditions and WLAs are not assigned for lower flows.
North Branch Chicago River​​ | North Branch Chicago River | HCC-07 | Lake Forest | Various (MS4 Discharge) | ILR400367 | Fecal Coliform | 200 | cfu/100 ml | WQ standard |  |  | 617934 | mil col/Day (Total per MS4) | MS4s discharges are assumed to occur under mid to high flow conditions and WLAs are not assigned for lower flows.
North Branch Chicago River​​ | West Fork Chicago River | HCCB-05 | Lake Forest | Various (MS4 Discharge) | ILR400367 | Chloride | 500 | mg/L |  |  |  | 5967 | lbs/day (Total Per MS4) | MS4s discharges are assumed to occur under mid to high flow conditions and WLAs are not assigned for lower flows.
North Branch Chicago River​​ | West Fork Chicago River | HCCB-05 | Lake Forest | Various (MS4 Discharge) | ILR400367 | Fecal Coliform | 200 | cfu/100 ml | WQ standard |  |  | 13356 | mil col/Day (Total per MS4) | MS4s discharges are assumed to occur under mid to high flow conditions and WLAs are not assigned for lower flows.
North Branch Chicago River​​ | Middle Fork Chicago River | HCCC-02 | Lake Forest | Various (MS4 Discharge) | ILR400367 | Chloride | 500 | mg/L |  |  |  | 107818 | lbs/day (Total Per MS4)
North Branch Chicago River​​ | Middle Fork Chicago River | HCCC-02 | Lake Forest | Various (MS4 Discharge) | ILR400367 | Fecal Coliform | 200 | cfu/100 ml | WQ standard |  |  | 193883 | mil col/Day (Total per MS4) | MS4s discharges are assumed to occur under mid to high flow conditions and WLAs are not assigned for lower flows.
North Branch Chicago River​​ | Middle Fork Chicago River | HCCC-04 | Lake Forest | Various (MS4 Discharge) | ILR400367 | Chloride | 500 | mg/L |  |  |  | 340502 | lbs/day (Total Per MS4)
North Branch Chicago River​​ | Middle Fork Chicago River | HCCC-04 | Lake Forest | Various (MS4 Discharge) | ILR400367 | Fecal Coliform | 200 | cfu/100 ml | WQ standard |  |  | 14046586 | mil col/Day (Total per MS4) | MS4s discharges are assumed to occur under mid to high flow conditions and WLAs are not assigned for lower flows.
North Branch Chicago River​​ | Skokie River | HCCD-01 | Lake Forest | Various (MS4 Discharge) | ILR400367 | Chloride | 500 | mg/L |  |  |  | 180765 | lbs/day (Total Per MS4)
North Branch Chicago River​​ | Skokie River | HCCD-01 | Lake Forest | Various (MS4 Discharge) | ILR400367 | Fecal Coliform | 200 | cfu/100 ml | WQ standard |  |  | 421265 | mil col/Day (Total per MS4) | MS4s discharges are assumed to occur under mid to high flow conditions and WLAs are not assigned for lower flows.
North Branch Chicago River​​ | Skokie River | HCCD-09 | Lake Forest | Various (MS4 Discharge) | ILR400367 | Chloride | 500 | mg/L |  |  |  | 56822 | lbs/day (Total Per MS4)
North Branch Chicago River​​ | Skokie River | HCCD-09 | Lake Forest | Various (MS4 Discharge) | ILR400367 | Fecal Coliform | 200 | cfu/100 ml | WQ standard |  |  | 393511 | mil col/Day (Total per MS4) | MS4s discharges are assumed to occur under mid to high flow conditions and WLAs are not assigned for lower flows.
North Branch Chicago River​​ | North Branch Chicago River | HCC-07 | Lincolnshire | Various (MS4 Discharge) | ILR400375 | Chloride | 500 | mg/L |  |  |  | 59708 | lbs/day (Total Per MS4) | MS4s discharges are assumed to occur under mid to high flow conditions and WLAs are not assigned for lower flows.
North Branch Chicago River​​ | North Branch Chicago River | HCC-07 | Lincolnshire | Various (MS4 Discharge) | ILR400375 | Fecal Coliform | 200 | cfu/100 ml | WQ standard |  |  | 59708 | mil col/Day (Total per MS4) | MS4s discharges are assumed to occur under mid to high flow conditions and WLAs are not assigned for lower flows.
North Branch Chicago River​​ | West Fork Chicago River | HCCB-05 | Lincolnshire | Various (MS4 Discharge) | ILR400375 | Chloride | 500 | mg/L |  |  |  | 6909 | lbs/day (Total Per MS4) | MS4s discharges are assumed to occur under mid to high flow conditions and WLAs are not assigned for lower flows.
North Branch Chicago River​​ | West Fork Chicago River | HCCB-05 | Lincolnshire | Various (MS4 Discharge) | ILR400375 | Fecal Coliform | 200 | cfu/100 ml | WQ standard |  |  | 15464 | mil col/Day (Total per MS4) | MS4s discharges are assumed to occur under mid to high flow conditions and WLAs are not assigned for lower flows.
North Branch Chicago River​​ | North Branch Chicago River | HCC-07 | Morton Grove | Various (MS4 Discharge) | ILR400391 | Chloride | 500 | mg/L |  |  |  | 164622 | lbs/day (Total Per MS4) | MS4s discharges are assumed to occur under mid to high flow conditions and WLAs are not assigned for lower flows.
North Branch Chicago River​​ | North Branch Chicago River | HCC-07 | Morton Grove | Various (MS4 Discharge) | ILR400391 | Fecal Coliform | 200 | cfu/100 ml | WQ standard |  |  | 164622 | mil col/Day (Total per MS4) | MS4s discharges are assumed to occur under mid to high flow conditions and WLAs are not assigned for lower flows.
North Branch Chicago River​​ | West Fork Chicago River | HCCB-05 | Morton Grove | Various (MS4 Discharge) | ILR400391 | Chloride | 500 | mg/L |  |  |  | 2424 | lbs/day (Total Per MS4) | MS4s discharges are assumed to occur under mid to high flow conditions and WLAs are not assigned for lower flows.
North Branch Chicago River​​ | West Fork Chicago River | HCCB-05 | Morton Grove | Various (MS4 Discharge) | ILR400391 | Fecal Coliform | 200 | cfu/100 ml | WQ standard |  |  | 5425 | mil col/Day (Total per MS4) | MS4s discharges are assumed to occur under mid to high flow conditions and WLAs are not assigned for lower flows.
North Branch Chicago River​​ | Middle Fork Chicago River | HCCC-04 | Morton Grove | Various (MS4 Discharge) | ILR400391 | Chloride | 500 | mg/L |  |  |  | 2423 | lbs/day (Total Per MS4)
North Branch Chicago River​​ | Middle Fork Chicago River | HCCC-04 | Morton Grove | Various (MS4 Discharge) | ILR400391 | Fecal Coliform | 200 | cfu/100 ml | WQ standard |  |  | 99947 | mil col/Day (Total per MS4) | MS4s discharges are assumed to occur under mid to high flow conditions and WLAs are not assigned for lower flows.
North Branch Chicago River​​ | North Branch Chicago River | HCC-07 | Niles | Various (MS4 Discharge) | ILR400398 | Chloride | 500 | mg/L |  |  |  | 81429 | lbs/day (Total Per MS4) | MS4s discharges are assumed to occur under mid to high flow conditions and WLAs are not assigned for lower flows.
North Branch Chicago River​​ | North Branch Chicago River | HCC-07 | Niles | Various (MS4 Discharge) | ILR400398 | Fecal Coliform | 200 | cfu/100 ml | WQ standard |  |  | 81429 | mil col/Day (Total per MS4) | MS4s discharges are assumed to occur under mid to high flow conditions and WLAs are not assigned for lower flows.
North Branch Chicago River​​ | West Fork Chicago River | HCCB-05 | Niles | Various (MS4 Discharge) | ILR400398 | Chloride | 500 | mg/L |  |  |  | 37 | lbs/day (Total Per MS4) | MS4s discharges are assumed to occur under mid to high flow conditions and WLAs are not assigned for lower flows.
North Branch Chicago River​​ | West Fork Chicago River | HCCB-05 | Niles | Various (MS4 Discharge) | ILR400398 | Fecal Coliform | 200 | cfu/100 ml | WQ standard |  |  | 82 | mil col/Day (Total per MS4) | MS4s discharges are assumed to occur under mid to high flow conditions and WLAs are not assigned for lower flows.
North Branch Chicago River​​ | North Branch Chicago River | HCC-07 | North Chicago | Various (MS4 Discharge) | ILR400402 | Chloride | 500 | mg/L |  |  |  | 156712 | lbs/day (Total Per MS4) | MS4s discharges are assumed to occur under mid to high flow conditions and WLAs are not assigned for lower flows.
North Branch Chicago River​​ | North Branch Chicago River | HCC-07 | North Chicago | Various (MS4 Discharge) | ILR400402 | Fecal Coliform | 200 | cfu/100 ml | WQ standard |  |  | 156712 | mil col/Day (Total per MS4) | MS4s discharges are assumed to occur under mid to high flow conditions and WLAs are not assigned for lower flows.
North Branch Chicago River​​ | Middle Fork Chicago River | HCCC-02 | North Chicago | Various (MS4 Discharge) | ILR400402 | Chloride | 500 | mg/L |  |  |  | 837 | lbs/day (Total Per MS4)
North Branch Chicago River​​ | Middle Fork Chicago River | HCCC-02 | North Chicago | Various (MS4 Discharge) | ILR400402 | Fecal Coliform | 200 | cfu/100 ml | WQ standard |  |  | 1505 | mil col/Day (Total per MS4) | MS4s discharges are assumed to occur under mid to high flow conditions and WLAs are not assigned for lower flows.
North Branch Chicago River​​ | Middle Fork Chicago River | HCCC-04 | North Chicago | Various (MS4 Discharge) | ILR400402 | Chloride | 500 | mg/L |  |  |  | 94216 | lbs/day (Total Per MS4)
North Branch Chicago River​​ | Middle Fork Chicago River | HCCC-04 | North Chicago | Various (MS4 Discharge) | ILR400402 | Fecal Coliform | 200 | cfu/100 ml | WQ standard |  |  | 3886666 | mil col/Day (Total per MS4) | MS4s discharges are assumed to occur under mid to high flow conditions and WLAs are not assigned for lower flows.
North Branch Chicago River​​ | Skokie River | HCCD-01 | North Chicago | Various (MS4 Discharge) | ILR400402 | Chloride | 500 | mg/L |  |  |  | 112208 | lbs/day (Total Per MS4)
North Branch Chicago River​​ | Skokie River | HCCD-01 | North Chicago | Various (MS4 Discharge) | ILR400402 | Fecal Coliform | 200 | cfu/100 ml | WQ standard |  |  | 261496 | mil col/Day (Total per MS4) | MS4s discharges are assumed to occur under mid to high flow conditions and WLAs are not assigned for lower flows.
North Branch Chicago River​​ | Skokie River | HCCD-09 | North Chicago | Various (MS4 Discharge) | ILR400402 | Chloride | 500 | mg/L |  |  |  | 35272 | lbs/day (Total Per MS4)
North Branch Chicago River​​ | Skokie River | HCCD-09 | North Chicago | Various (MS4 Discharge) | ILR400402 | Fecal Coliform | 200 | cfu/100 ml | WQ standard |  |  | 244268 | mil col/Day (Total per MS4) | MS4s discharges are assumed to occur under mid to high flow conditions and WLAs are not assigned for lower flows.
North Branch Chicago River​​ | Skokie River | HCCD-09 | North Shore Water Reclamation District | 010, 012, 013 | IL0030171 | Chloride | 500 | mg/L |  | 17.8 / 28.0 |  | 74,230 / 120,102 | mil. col/Day (DAF / DMF) | No effluent limit for chloride for this facility, WLA based on instream standard.
North Branch Chicago River​​ | Skokie River | HCCD-09 | North Shore Water Reclamation District | 010, 012, 013 | IL0030171 | Fecal Coliform | 200 | cfu/100 ml | WQ standard | 17.8 / 28.0 |  | 134,776 / 218,064 | mil. col/Day (DAF / DMF)
North Branch Chicago River​​ | North Branch Chicago River | HCC-07 | Northbrook | Various (MS4 Discharge) | ILR400404 | Chloride | 500 | mg/L |  |  |  | 548456 | lbs/day (Total Per MS4) | MS4s discharges are assumed to occur under mid to high flow conditions and WLAs are not assigned for lower flows.
North Branch Chicago River​​ | North Branch Chicago River | HCC-07 | Northbrook | Various (MS4 Discharge) | ILR400404 | Fecal Coliform | 200 | cfu/100 ml | WQ standard |  |  | 548456 | mil col/Day (Total per MS4) | MS4s discharges are assumed to occur under mid to high flow conditions and WLAs are not assigned for lower flows.
North Branch Chicago River​​ | West Fork Chicago River | HCCB-05 | Northbrook | Various (MS4 Discharge) | ILR400404 | Chloride | 500 | mg/L |  |  |  | 43841 | lbs/day (Total Per MS4) | MS4s discharges are assumed to occur under mid to high flow conditions and WLAs are not assigned for lower flows.
North Branch Chicago River​​ | West Fork Chicago River | HCCB-05 | Northbrook | Various (MS4 Discharge) | ILR400404 | Fecal Coliform | 200 | cfu/100 ml | WQ standard |  |  | 98124 | mil col/Day (Total per MS4) | MS4s discharges are assumed to occur under mid to high flow conditions and WLAs are not assigned for lower flows.
North Branch Chicago River​​ | Middle Fork Chicago River | HCCC-02 | Northbrook | Various (MS4 Discharge) | ILR400404 | Chloride | 500 | mg/L |  |  |  | 34677 | lbs/day (Total Per MS4)
North Branch Chicago River​​ | Middle Fork Chicago River | HCCC-02 | Northbrook | Various (MS4 Discharge) | ILR400404 | Fecal Coliform | 200 | cfu/100 ml | WQ standard |  |  | 62358 | mil col/Day (Total per MS4) | MS4s discharges are assumed to occur under mid to high flow conditions and WLAs are not assigned for lower flows.
North Branch Chicago River​​ | Middle Fork Chicago River | HCCC-04 | Northbrook | Various (MS4 Discharge) | ILR400404 | Chloride | 500 | mg/L |  |  |  | 101958 | lbs/day (Total Per MS4)
North Branch Chicago River​​ | Middle Fork Chicago River | HCCC-04 | Northbrook | Various (MS4 Discharge) | ILR400404 | Fecal Coliform | 200 | cfu/100 ml | WQ standard |  |  | 4206053 | mil col/Day (Total per MS4) | MS4s discharges are assumed to occur under mid to high flow conditions and WLAs are not assigned for lower flows.
North Branch Chicago River​​ | Skokie River | HCCD-01 | Northbrook | Various (MS4 Discharge) | ILR400404 | Chloride | 500 | mg/L |  |  |  | 2. 7 | lbs/day (Total Per MS4)
North Branch Chicago River​​ | Skokie River | HCCD-01 | Northbrook | Various (MS4 Discharge) | ILR400404 | Fecal Coliform | 200 | cfu/100 ml | WQ standard |  |  | 6.3 | mil col/Day (Total per MS4) | MS4s discharges are assumed to occur under mid to high flow conditions and WLAs are not assigned for lower flows.
North Branch Chicago River​​ | Skokie River | HCCD-09 | Northbrook | Various (MS4 Discharge) | ILR400404 | Chloride | 500 | mg/L |  |  |  | 15402 | lbs/day (Total Per MS4)
North Branch Chicago River​​ | Skokie River | HCCD-09 | Northbrook | Various (MS4 Discharge) | ILR400404 | Fecal Coliform | 200 | cfu/100 ml | WQ standard |  |  | 106660 | mil col/Day (Total per MS4) | MS4s discharges are assumed to occur under mid to high flow conditions and WLAs are not assigned for lower flows.
North Branch Chicago River​​ | North Branch Chicago River | HCC-07 | Northfield | Various (MS4 Discharge) | ILR400405 | Chloride | 500 | mg/L |  |  |  | 153760 | lbs/day (Total Per MS4) | MS4s discharges are assumed to occur under mid to high flow conditions and WLAs are not assigned for lower flows.
North Branch Chicago River​​ | North Branch Chicago River | HCC-07 | Northfield | Various (MS4 Discharge) | ILR400405 | Fecal Coliform | 200 | cfu/100 ml | WQ standard |  |  | 153760 | mil col/Day (Total per MS4) | MS4s discharges are assumed to occur under mid to high flow conditions and WLAs are not assigned for lower flows.
North Branch Chicago River​​ | West Fork Chicago River | HCCB-05 | Northfield | Various (MS4 Discharge) | ILR400405 | Chloride | 500 | mg/L |  |  |  | 979 | lbs/day (Total Per MS4) | MS4s discharges are assumed to occur under mid to high flow conditions and WLAs are not assigned for lower flows.
North Branch Chicago River​​ | West Fork Chicago River | HCCB-05 | Northfield | Various (MS4 Discharge) | ILR400405 | Fecal Coliform | 200 | cfu/100 ml | WQ standard |  |  | 2191 | mil col/Day (Total per MS4) | MS4s discharges are assumed to occur under mid to high flow conditions and WLAs are not assigned for lower flows.
North Branch Chicago River​​ | Middle Fork Chicago River | HCCC-02 | Northfield | Various (MS4 Discharge) | ILR400405 | Chloride | 500 | mg/L |  |  |  | 31006 | lbs/day (Total Per MS4)
North Branch Chicago River​​ | Middle Fork Chicago River | HCCC-02 | Northfield | Various (MS4 Discharge) | ILR400405 | Fecal Coliform | 200 | cfu/100 ml | WQ standard |  |  | 55756 | mil col/Day (Total per MS4) | MS4s discharges are assumed to occur under mid to high flow conditions and WLAs are not assigned for lower flows.
North Branch Chicago River​​ | Middle Fork Chicago River | HCCC-04 | Northfield | Various (MS4 Discharge) | ILR400405 | Chloride | 500 | mg/L |  |  |  | 87356 | lbs/day (Total Per MS4)
North Branch Chicago River​​ | Middle Fork Chicago River | HCCC-04 | Northfield | Various (MS4 Discharge) | ILR400405 | Fecal Coliform | 200 | cfu/100 ml | WQ standard |  |  | 3603679 | mil col/Day (Total per MS4) | MS4s discharges are assumed to occur under mid to high flow conditions and WLAs are not assigned for lower flows.
North Branch Chicago River​​ | Skokie River | HCCD-09 | Northfield | Various (MS4 Discharge) | ILR400405 | Chloride | 500 | mg/L |  |  |  | 12230 | lbs/day (Total Per MS4)
North Branch Chicago River​​ | Skokie River | HCCD-09 | Northfield | Various (MS4 Discharge) | ILR400405 | Fecal Coliform | 200 | cfu/100 ml | WQ standard |  |  | 84698 | mil col/Day (Total per MS4) | MS4s discharges are assumed to occur under mid to high flow conditions and WLAs are not assigned for lower flows.
North Branch Chicago River​​ | North Branch Chicago River | HCC-07 | Park City | Various (MS4 Discharge) | ILR400420 | Chloride | 500 | mg/L |  |  |  | 11944 | lbs/day (Total Per MS4) | MS4s discharges are assumed to occur under mid to high flow conditions and WLAs are not assigned for lower flows.
North Branch Chicago River​​ | North Branch Chicago River | HCC-07 | Park City | Various (MS4 Discharge) | ILR400420 | Fecal Coliform | 200 | cfu/100 ml | WQ standard |  |  | 11944 | mil col/Day (Total per MS4) | MS4s discharges are assumed to occur under mid to high flow conditions and WLAs are not assigned for lower flows.
North Branch Chicago River​​ | Middle Fork Chicago River | HCCC-04 | Park City | Various (MS4 Discharge) | ILR400420 | Chloride | 500 | mg/L |  |  |  | 7181 | lbs/day (Total Per MS4)
North Branch Chicago River​​ | Middle Fork Chicago River | HCCC-04 | Park City | Various (MS4 Discharge) | ILR400420 | Fecal Coliform | 200 | cfu/100 ml | WQ standard |  |  | 296220 | mil col/Day (Total per MS4) | MS4s discharges are assumed to occur under mid to high flow conditions and WLAs are not assigned for lower flows.
North Branch Chicago River​​ | Skokie River | HCCD-01 | Park City | Various (MS4 Discharge) | ILR400420 | Chloride | 500 | mg/L |  |  |  | 8689 | lbs/day (Total Per MS4)
North Branch Chicago River​​ | Skokie River | HCCD-01 | Park City | Various (MS4 Discharge) | ILR400420 | Fecal Coliform | 200 | cfu/100 ml | WQ standard |  |  | 20249 | mil col/Day (Total per MS4) | MS4s discharges are assumed to occur under mid to high flow conditions and WLAs are not assigned for lower flows.
North Branch Chicago River​​ | Skokie River | HCCD-09 | Park City | Various (MS4 Discharge) | ILR400420 | Chloride | 500 | mg/L |  |  |  | 2731 | lbs/day (Total Per MS4)
North Branch Chicago River​​ | Skokie River | HCCD-09 | Park City | Various (MS4 Discharge) | ILR400420 | Fecal Coliform | 200 | cfu/100 ml | WQ standard |  |  | 18914 | mil col/Day (Total per MS4) | MS4s discharges are assumed to occur under mid to high flow conditions and WLAs are not assigned for lower flows.
North Branch Chicago River​​ | North Branch Chicago River | HCC-07 | Riverwoods | Various (MS4 Discharge) | ILR400431 | Chloride | 500 | mg/L |  |  |  | 70548 | lbs/day (Total Per MS4) | MS4s discharges are assumed to occur under mid to high flow conditions and WLAs are not assigned for lower flows.
North Branch Chicago River​​ | North Branch Chicago River | HCC-07 | Riverwoods | Various (MS4 Discharge) | ILR400431 | Fecal Coliform | 200 | cfu/100 ml | WQ standard |  |  | 70548 | mil col/Day (Total per MS4) | MS4s discharges are assumed to occur under mid to high flow conditions and WLAs are not assigned for lower flows.
North Branch Chicago River​​ | West Fork Chicago River | HCCB-05 | Riverwoods | Various (MS4 Discharge) | ILR400431 | Chloride | 500 | mg/L |  |  |  | 8164 | lbs/day (Total Per MS4) | MS4s discharges are assumed to occur under mid to high flow conditions and WLAs are not assigned for lower flows.
North Branch Chicago River​​ | West Fork Chicago River | HCCB-05 | Riverwoods | Various (MS4 Discharge) | ILR400431 | Fecal Coliform | 200 | cfu/100 ml | WQ standard |  |  | 18272 | mil col/Day (Total per MS4) | MS4s discharges are assumed to occur under mid to high flow conditions and WLAs are not assigned for lower flows.
North Branch Chicago River​​ | North Branch Chicago River | HCC-07 | Skokie | Various (MS4 Discharge) | ILR400447 | Chloride | 500 | mg/L |  |  |  | 16763 | lbs/day (Total Per MS4) | MS4s discharges are assumed to occur under mid to high flow conditions and WLAs are not assigned for lower flows.
North Branch Chicago River​​ | North Branch Chicago River | HCC-07 | Skokie | Various (MS4 Discharge) | ILR400447 | Fecal Coliform | 200 | cfu/100 ml | WQ standard |  |  | 16763 | mil col/Day (Total per MS4) | MS4s discharges are assumed to occur under mid to high flow conditions and WLAs are not assigned for lower flows.
North Branch Chicago River​​ | Middle Fork Chicago River | HCCC-04 | Skokie | Various (MS4 Discharge) | ILR400447 | Chloride | 500 | mg/L |  |  |  | 8000 | lbs/day (Total Per MS4)
North Branch Chicago River​​ | Middle Fork Chicago River | HCCC-04 | Skokie | Various (MS4 Discharge) | ILR400447 | Fecal Coliform | 200 | cfu/100 ml | WQ standard |  |  | 330020 | mil col/Day (Total per MS4) | MS4s discharges are assumed to occur under mid to high flow conditions and WLAs are not assigned for lower flows.
North Branch Chicago River​​ | West Fork | HCCB-05 | Village of Deerfield POTW | 001 | IL0028347 | Chloride | 500 | mg/L |  | 3.5 / 8.0 |  | 14,596 / 33,362 | lbs/Day (DAF / DMF) | No effluent limit for chloride for this facility, WLA based on instream standard.
North Branch Chicago River​​ | West Fork | HCCB-05 | Village of Deerfield POTW | 001 | IL0028347 | Fecal Coliform | 200 | cfu/100 ml | WQ standard | 3.5 / 8.0 |  | 26,500 / 60,573 | mil. col/Day (DAF / DMF)
North Branch Chicago River​​ | North Branch Chicago River | HCC-07 | Village of Niles CSOs | 001, 002, 003, 006, 007, 008, 009, 010, 011, 012 | ILM580035 | Chloride | 500 | mg/L |  | intermittent |  | N/A | lbs/Day (DAF / DMF) | No reported discharge since at least 2011 for these CSOs.
North Branch Chicago River​​ | North Branch Chicago River | HCC-07 | Village of Niles CSOs | 001, 002, 003, 006, 007, 008, 009, 010, 011, 012 | ILM580035 | Fecal Coliform | 200 | cfu/100 ml | WQ standard | intermittent |  | N/A | mil. col/Day (DAF / DMF) | No reported discharge since at least 2011 for these CSOs.
North Branch Chicago River​​ | North Branch Chicago River | HCC-07 | Waukegan | Various (MS4 Discharge) | ILR400465 | Chloride | 500 | mg/L |  |  |  | 106687 | lbs/day (Total Per MS4) | MS4s discharges are assumed to occur under mid to high flow conditions and WLAs are not assigned for lower flows.
North Branch Chicago River​​ | North Branch Chicago River | HCC-07 | Waukegan | Various (MS4 Discharge) | ILR400465 | Fecal Coliform | 200 | cfu/100 ml | WQ standard |  |  | 106687 | mil col/Day (Total per MS4) | MS4s discharges are assumed to occur under mid to high flow conditions and WLAs are not assigned for lower flows.
North Branch Chicago River​​ | Middle Fork Chicago River | HCCC-02 | Waukegan | Various (MS4 Discharge) | ILR400465 | Chloride | 500 | mg/L |  |  |  | 16812 | lbs/day (Total Per MS4)
North Branch Chicago River​​ | Middle Fork Chicago River | HCCC-02 | Waukegan | Various (MS4 Discharge) | ILR400465 | Fecal Coliform | 200 | cfu/100 ml | WQ standard |  |  | 30232 | mil col/Day (Total per MS4) | MS4s discharges are assumed to occur under mid to high flow conditions and WLAs are not assigned for lower flows.
North Branch Chicago River​​ | Middle Fork Chicago River | HCCC-04 | Waukegan | Various (MS4 Discharge) | ILR400465 | Chloride | 500 | mg/L |  |  |  | 64141 | lbs/day (Total Per MS4)
North Branch Chicago River​​ | Middle Fork Chicago River | HCCC-04 | Waukegan | Various (MS4 Discharge) | ILR400465 | Fecal Coliform | 200 | cfu/100 ml | WQ standard |  |  | 2645982 | mil col/Day (Total per MS4) | MS4s discharges are assumed to occur under mid to high flow conditions and WLAs are not assigned for lower flows.
North Branch Chicago River​​ | Skokie River | HCCD-01 | Waukegan | Various (MS4 Discharge) | ILR400465 | Chloride | 500 | mg/L |  |  |  | 41553 | lbs/day (Total Per MS4)
North Branch Chicago River​​ | Skokie River | HCCD-01 | Waukegan | Various (MS4 Discharge) | ILR400465 | Fecal Coliform | 200 | cfu/100 ml | WQ standard |  |  | 96838 | mil col/Day (Total per MS4) | MS4s discharges are assumed to occur under mid to high flow conditions and WLAs are not assigned for lower flows.
North Branch Chicago River​​ | Skokie River | HCCD-09 | Waukegan | Various (MS4 Discharge) | ILR400465 | Chloride | 500 | mg/L |  |  |  | 13062 | lbs/day (Total Per MS4)
North Branch Chicago River​​ | Skokie River | HCCD-09 | Waukegan | Various (MS4 Discharge) | ILR400465 | Fecal Coliform | 200 | cfu/100 ml | WQ standard |  |  | 90458 | mil col/Day (Total per MS4) | MS4s discharges are assumed to occur under mid to high flow conditions and WLAs are not assigned for lower flows.
North Branch Chicago River​​ | North Branch Chicago River | HCC-07 | Wilmette | Various (MS4 Discharge) | ILR400473 | Chloride | 500 | mg/L |  |  |  | 153120 | lbs/day (Total Per MS4) | MS4s discharges are assumed to occur under mid to high flow conditions and WLAs are not assigned for lower flows.
North Branch Chicago River​​ | North Branch Chicago River | HCC-07 | Wilmette | Various (MS4 Discharge) | ILR400473 | Fecal Coliform | 200 | cfu/100 ml | WQ standard |  |  | 153120 | mil col/Day (Total per MS4) | MS4s discharges are assumed to occur under mid to high flow conditions and WLAs are not assigned for lower flows.
North Branch Chicago River​​ | Middle Fork Chicago River | HCCC-04 | Wilmette | Various (MS4 Discharge) | ILR400473 | Chloride | 500 | mg/L |  |  |  | 87973 | lbs/day (Total Per MS4)
North Branch Chicago River​​ | Middle Fork Chicago River | HCCC-04 | Wilmette | Various (MS4 Discharge) | ILR400473 | Fecal Coliform | 200 | cfu/100 ml | WQ standard |  |  | 3629104 | mil col/Day (Total per MS4) | MS4s discharges are assumed to occur under mid to high flow conditions and WLAs are not assigned for lower flows.
North Branch Chicago River​​ | Skokie River | HCCD-09 | Wilmette | Various (MS4 Discharge) | ILR400473 | Chloride | 500 | mg/L |  |  |  | 7245 | lbs/day (Total Per MS4)
North Branch Chicago River​​ | Skokie River | HCCD-09 | Wilmette | Various (MS4 Discharge) | ILR400473 | Fecal Coliform | 200 | cfu/100 ml | WQ standard |  |  | 50174 | mil col/Day (Total per MS4) | MS4s discharges are assumed to occur under mid to high flow conditions and WLAs are not assigned for lower flows.
North Branch Chicago River​​ | North Branch Chicago River | HCC-07 | Winnetka | Various (MS4 Discharge) | ILR400476 | Chloride | 500 | mg/L |  |  |  | 121219 | lbs/day (Total Per MS4) | MS4s discharges are assumed to occur under mid to high flow conditions and WLAs are not assigned for lower flows.
North Branch Chicago River​​ | North Branch Chicago River | HCC-07 | Winnetka | Various (MS4 Discharge) | ILR400476 | Fecal Coliform | 200 | cfu/100 ml | WQ standard |  |  | 121219 | mil col/Day (Total per MS4) | MS4s discharges are assumed to occur under mid to high flow conditions and WLAs are not assigned for lower flows.
North Branch Chicago River​​ | Middle Fork Chicago River | HCCC-04 | Winnetka | Various (MS4 Discharge) | ILR400476 | Chloride | 500 | mg/L |  |  |  | 72878 | lbs/day (Total Per MS4)
North Branch Chicago River​​ | Middle Fork Chicago River | HCCC-04 | Winnetka | Various (MS4 Discharge) | ILR400476 | Fecal Coliform | 200 | cfu/100 ml | WQ standard |  |  | 3006399 | mil col/Day (Total per MS4) | MS4s discharges are assumed to occur under mid to high flow conditions and WLAs are not assigned for lower flows.
North Branch Chicago River​​ | Skokie River | HCCD-09 | Winnetka | Various (MS4 Discharge) | ILR400476 | Chloride | 500 | mg/L |  |  |  | 27720 | lbs/day (Total Per MS4)
North Branch Chicago River​​ | Skokie River | HCCD-09 | Winnetka | Various (MS4 Discharge) | ILR400476 | Fecal Coliform | 200 | cfu/100 ml | WQ standard |  |  | 191967 | mil col/Day (Total per MS4) | MS4s discharges are assumed to occur under mid to high flow conditions and WLAs are not assigned for lower flows.
North Branch Chicago River​​ | Middle Fork | HCCC-04 |  |  |  | Chloride | 500 | mg/L
North Branch Chicago River​​ | Middle Fork | HCCC-04 |  |  |  | Fecal Coliform | 200 | cfu/100 ml | WQ standard
North Branch Chicago River​​ | Skokie River | HCCD-01 |  |  |  | Chloride | 500 | mg/L
North Branch Chicago River​​ | Skokie River | HCCD-01 |  |  |  | Fecal Coliform | 200 | cfu/100 ml | WQ standard
North Branch Chicago River​​ | Skokie Lagoons | RHJ |  |  |  | Total Phosphorous | 0.05 | mg/L
North Branch Chicago River​​ | Chicago Botanic Garden | RHJA |  |  |  | Total Phosphorous | 0.05 | mg/L
North Branch Chicago River​​ | Eagle Lake | UHH |  |  |  | Total Phosphorous | 0.05 | mg/L
Pecatonica River | Pecatonica River | PW-01 | Adkins Energy, LLC | 001, 002 | IL0076210 | Fecal Coliform | 200 | cfu/100 ml | WQ Standard | 0.062/0.15 | DAF/DMF | 0.5/1.1 | Billion cfu/d DAF/DMF | WQ standard
Pecatonica River | Pecatonica River | PW-13 | Adkins Energy, LLC | 001, 002 | IL0076210 | Fecal Coliform | 200 | cfu/100 ml | WQ Standard | 0.062/0.15 | DAF/DMF | 0.5/1.1 | Billion cfu/d DAF/DMF | WQ standard
Pecatonica River | Yellow Creek | PWN-01 | Adkins Energy, LLC | 001, 002 | IL0076210 | Fecal Coliform | 200 | cfu/100 ml | WQ Standard | 0.062/0.15 | DAF/DMF | 0.5/1.1 | Billion cfu/d DAF/DMF | WQ standard
Pecatonica River | Pecatonica River | PW-01 | Berner Foods, Inc. | 001 | IL0065811 | Fecal Coliform | 200 | cfu/100 ml | WQ Standard | 0.035/Not reported | DAF/DMF | 0.3/0.3 | Billion cfu/d DAF/DMF | WQ standard
Pecatonica River | Pecatonica River | PW-08 | Berner Foods, Inc. | 001, 002 | IL0065811 | Fecal Coliform | 200 | cfu/100 ml | WQ Standard | 0.035/Not reported | DAF/DMF | 0.3/0.3 | Billion cfu/d DAF/DMF | WQ standard
Pecatonica River | Pecatonica River | PW-13 | Berner Foods, Inc. | 001,002 | IL0065811 | Fecal Coliform | 200 | cfu/100 ml | WQ Standard | 0.035/Not reported | DAF/DMF | 0.3/0.3 | Billion cfu/d DAF/DMF | WQ standard
Pecatonica River | Pecatonica River | PW-01 | Cedarville STP | 001 | ILG580136 | Fecal Coliform | 200 | cfu/100 ml | WQ Standard | 0.1/0.25 | DAF/DMF | 0.8/1.9 | Billion cfu/d DAF/DMF | Exemption. WLA calculated at downstream end of exempted reach or end of effluent pipe.
Pecatonica River | Pecatonica River | PW-08 | Cedarville STP | 001 | ILG580136 | Fecal Coliform | 200 | cfu/100 ml | WQ Standard | 0.1/0.25 | DAF/DMF | 1.5/5.5 | Billion cfu/d DAF/DMF | Exemption. WLA calculated at downstream end of exempted reach or end of effluent pipe.
Pecatonica River | Pecatonica River | PW-13 | Cedarville STP | 001 | ILG580136 | Fecal Coliform | 200 | cfu/100 ml | WQ Standard | 0.1/0.25 | DAF/DMF | 0.8/1.9 | Billion cfu/d DAF/DMF | Exemption. WLA calculated at downstream end of exempted reach or end of effluent pipe.
Pecatonica River | Pecatonica River | PW-01 | City of Freeport STP | 001 | IL0023591 | Fecal Coliform | 200 | cfu/100 ml | WQ Standard | 6.75/16.6 | DAF/DMF | 51/126 | Billion cfu/d DAF/DMF | WQ standard
Pecatonica River | Pecatonica River | PW-08 | City of Freeport STP | 001 | IL0023591 | Fecal Coliform | 200 | cfu/100 ml | WQ Standard | 6.75/16.6 | DAF/DMF | 51/126 | Billion cfu/d DAF/DMF | WQ standard
Pecatonica River | Pecatonica River | PW-13 | City of Freeport STP | 001 | IL0023591 | Fecal Coliform | 200 | cfu/100 ml | WQ Standard | 6.75/16.6 | DAF/DMF | 51/126 | Billion cfu/d DAF/DMF | WQ standard
Pecatonica River | Pecatonica River | PW-01 | Dakota STP | 001 | IL0028304 | Fecal Coliform | 200 | cfu/100 ml | WQ Standard | 0.1/0.25 | DAF/DMF | 0.8/1.9 | Billion cfu/d DAF/DMF | WQ standard
Pecatonica River | Pecatonica River | PW-13 | Dakota STP | 001 | IL0028304 | Fecal Coliform | 200 | cfu/100 ml | WQ Standard | 0.1/0.25 | DAF/DMF | 0.8/1.9 | Billion cfu/d DAF/DMF | WQ standard
Pecatonica River | Pecatonica River | PW-13 | Durand Sanitary District-STP | 001 | ILG582019 | Fecal Coliform | 200 | cfu/100 ml | WQ Standard | 0.35/0.45 | DAF/DMF | 2.6/3.4 | Billion cfu/d DAF/DMF | Exemption. WLA calculated at downstream end of exempted reach or end of effluent pipe.
Pecatonica River | Pecatonica River | PW-01 | Le-Aqua-Na State Park | 001 | IL0054062 | Fecal Coliform | 200 | cfu/100 ml | WQ Standard | 0.0031/0.00775 | DAF/DMF | 0.02/0.06 | Billion cfu/d DAF/DMF | WQ standard
Pecatonica River | Pecatonica River | PW-08 | Le-Aqua-Na State Park | 001 | IL0054062 | Fecal Coliform | 200 | cfu/100 ml | WQ Standard | 0.0031/0.00775 | DAF/DMF | 0.02/0.06 | Billion cfu/d DAF/DMF | WQ standard
Pecatonica River | Pecatonica River | PW-13 | Le-Aqua-Na State Park | 001 | IL0054062 | Fecal Coliform | 200 | cfu/100 ml | WQ Standard | 0.0031/0.00775 | DAF/DMF | 0.02/0.06 | Billion cfu/d DAF/DMF | WQ standard
Pecatonica River | Pecatonica River | PW-01 | Northern Hills Utility STP | 001 | IL0036030 | Fecal Coliform | 200 | cfu/100 ml | WQ Standard | 0.06/0.13 | DAF/DMF | 0.5/1.0 | Billion cfu/d DAF/DMF | WQ standard
Pecatonica River | Pecatonica River | PW-08 | Northern Hills Utility STP | 001 | IL0036030 | Fecal Coliform | 200 | cfu/100 ml | WQ Standard | 0.06/0.13 | DAF/DMF | 0.5/1.0 | Billion cfu/d DAF/DMF | WQ standard
Pecatonica River | Pecatonica River | PW-13 | Northern Hills Utility STP | 001 | IL0036030 | Fecal Coliform | 200 | cfu/100 ml | WQ Standard | 0.06/0.13 | DAF/DMF | 0.5/1.0 | Billion cfu/d DAF/DMF | WQ standard
Pecatonica River | Pecatonica River | PW-01 | Nuestro Queso, LLC | 002, 003 | IL0003476 | Fecal Coliform | 200 | cfu/100 ml | WQ Standard | 0.35/Not reported | DAF/DMF | 2.6/2.6 | Billion cfu/d DAF/DMF | WQ standard
Pecatonica River | Pecatonica River | PW-13 | Nuestro Queso, LLC | 002, 003 | IL0003476 | Fecal Coliform | 200 | cfu/100 ml | WQ Standard | 0.35/Not reported | DAF/DMF | 2.6/2.6 | Billion cfu/d DAF/DMF | WQ standard
Pecatonica River | Yellow Creek | PWN-01 | Nuestro Queso, LLC | 002, 003 | IL0003476 | Fecal Coliform | 200 | cfu/100 ml | WQ Standard | 0.35/Not reported | DAF/DMF | 2.6/2.6 | Billion cfu/d DAF/DMF | WQ standard
Pecatonica River | Pecatonica River | PW-01 | Otter Creek Lake Utility District STP | 001 | IL0048593 | Fecal Coliform | 200 | cfu/100 ml | WQ Standard | 0.4/1 | DAF/DMF | 3.0/7.6 | Billion cfu/d DAF/DMF | WQ standard
Pecatonica River | Pecatonica River | PW-13 | Otter Creek Lake Utility District STP | 001 | IL0048593 | Fecal Coliform | 200 | cfu/100 ml | WQ Standard | 0.4/1 | DAF/DMF | 3.0/7.6 | Billion cfu/d DAF/DMF | WQ standard
Pecatonica River | Pecatonica River | PW-01 | River Road MHP | 001 | ILG551061 | Fecal Coliform | 200 | cfu/100 ml | WQ Standard | 0.0378/0.151 | DAF/DMF | 0.3/1.1 | Billion cfu/d DAF/DMF | Exemption. WLA calculated at downstream end of exempted reach or end of effluent pipe.
Pecatonica River | Pecatonica River | PW-13 | River Road MHP | 001 | ILG551061 | Fecal Coliform | 200 | cfu/100 ml | WQ Standard | 0.0378/0.151 | DAF/DMF | 0.3/1.1 | Billion cfu/d DAF/DMF | Exemption. WLA calculated at downstream end of exempted reach or end of effluent pipe.
Pecatonica River | Pecatonica River | PW-01 | Rock City STP | 001 | ILG580267 | Fecal Coliform | 200 | cfu/100 ml | WQ Standard | 0.04/0.1 | DAF/DMF | 0.3/0.8 | Billion cfu/d DAF/DMF | Exemption. WLA calculated at downstream end of exempted reach or end of effluent pipe.
Pecatonica River | Pecatonica River | PW-13 | Rock City STP | 001 | ILG580278 | Fecal Coliform | 200 | cfu/100 ml | WQ Standard | 0.04/0.1 | DAF/DMF | 0.3/0.8 | Billion cfu/d DAF/DMF | Exemption. WLA calculated at downstream end of exempted reach or end of effluent pipe.
Pecatonica River | Pecatonica River | PW-01 | RRWD - Winnebago WWTP | 001 | IL0020672 | Fecal Coliform | 200 | cfu/100 ml | WQ Standard | 0.4/1 | DAF/DMF | 3.0/7.6 | Billion cfu/d DAF/DMF | WQ standard
Pecatonica River | Pecatonica River | PW-13 | RRWD - Winnebago WWTP | 001 | IL0020672 | Fecal Coliform | 200 | cfu/100 ml | WQ Standard | 0.4/1 | DAF/DMF | 3.0/7.6 | Billion cfu/d DAF/DMF | WQ standard
Pecatonica River | Pecatonica River | PW-01 | Shannon STP | 001 | ILG580021 | Fecal Coliform | 200 | cfu/100 ml | WQ Standard | 0.18/0.45 | DAF/DMF | 1.4/3.4 | Billion cfu/d DAF/DMF | Exemption. WLA calculated at downstream end of exempted reach or end of effluent pipe.
Pecatonica River | Pecatonica River | PW-13 | Shannon STP | 001 | ILG580021 | Fecal Coliform | 200 | cfu/100 ml | WQ Standard | 0.18/0.45 | DAF/DMF | 1.4/3.4 | Billion cfu/d DAF/DMF | Exemption. WLA calculated at downstream end of exempted reach or end of effluent pipe.
Pecatonica River | Yellow Creek | PWN-01 | Shannon STP | 001 | ILG580021 | Fecal Coliform | 200 | cfu/100 ml | WQ Standard | 0.18/0.45 | DAF/DMF | 1.4/3.4 | Billion cfu/d DAF/DMF | Exemption. WLA calculated at downstream end of exempted reach or end of effluent pipe.
Pecatonica River | Pecatonica River | PW-01 | Stephenson MHP | 001 | ILG551062 | Fecal Coliform | 200 | cfu/100 ml | WQ Standard | 0.024/0.048 | DAF/DMF | 0.2/0.4 | Billion cfu/d DAF/DMF | Exemption. WLA calculated at downstream end of exempted reach or end of effluent pipe.
Pecatonica River | Pecatonica River | PW-08 | Stephenson MHP | 001 | ILG551062 | Fecal Coliform | 200 | cfu/100 ml | WQ Standard | 0.024/0.048 | DAF/DMF | 0.8/1.9 | Billion cfu/d DAF/DMF | Exemption. WLA calculated at downstream end of exempted reach or end of effluent pipe.
Pecatonica River | Pecatonica River | PW-13 | Stephenson MHP | 001 | ILG551062 | Fecal Coliform | 200 | cfu/100 ml | WQ Standard | 0.024/0.048 | DAF/DMF | 0.2/0.4 | Billion cfu/d DAF/DMF | Exemption. WLA calculated at downstream end of exempted reach or end of effluent pipe.
Pecatonica River | Pecatonica River | PW-13 | Sugar Shores Camping Resort | 001 | IL0077852 | Fecal Coliform | 200 | cfu/100 ml | WQ Standard | 0.025/0.1025 | DAF/DMF | 0.2/0.8 | Billion cfu/d DAF/DMF | WQ standard
Pecatonica River | Pecatonica River | PW-01 | Timber Ridge MHP – Freeport | 001 | ILG551013 | Fecal Coliform | 200 | cfu/100 ml | WQ Standard | 0.012/0.03 | DAF/DMF | 0.1/0.2 | Billion cfu/d DAF/DMF | Exemption. WLA calculated at downstream end of exempted reach or end of effluent pipe.
Pecatonica River | Pecatonica River | PW-13 | Timber Ridge MHP – Freeport | 001 | ILG551013 | Fecal Coliform | 200 | cfu/100 ml | WQ Standard | 0.012/0.03 | DAF/DMF | 0.1/0.2 | Billion cfu/d DAF/DMF | Exemption. WLA calculated at downstream end of exempted reach or end of effluent pipe.
Pecatonica River | Yellow Creek | PWN-01 | Timber Ridge MHP – Freeport | 001 | ILG551013 | Fecal Coliform | 200 | cfu/100 ml | WQ Standard | 0.012/0.03 | DAF/DMF | 0.1/0.2 | Billion cfu/d DAF/DMF | Exemption. WLA calculated at downstream end of exempted reach or end of effluent pipe.
Pecatonica River | Pecatonica River | PW-01 | Village of Davis STP | 001 | ILG580278 | Fecal Coliform | 200 | cfu/100 ml | WQ Standard | 0.075/0.19 | DAF/DMF | 0.6/1.4 | Billion cfu/d DAF/DMF | Exemption. WLA calculated at downstream end of exempted reach or end of effluent pipe.
Pecatonica River | Pecatonica River | PW-13 | Village of Davis STP | 001 | ILG580278 | Fecal Coliform | 200 | cfu/100 ml | WQ Standard | 0.075/0.19 | DAF/DMF | 0.6/1.4 | Billion cfu/d DAF/DMF | Exemption. WLA calculated at downstream end of exempted reach or end of effluent pipe.
Pecatonica River | Pecatonica River | PW-01 | Village of Lena – STP | 001 (Combined A01 and B01 Outfall) | IL0024945 | Fecal Coliform | 200 | cfu/100 ml | WQ Standard | 0.6/1.5 | DAF/DMF | 4.5/11 | Billion cfu/d DAF/DMF | WQ standard
Pecatonica River | Pecatonica River | PW-13 | Village of Lena – STP | 001 (Combined A01 and B01 Outfall) | IL0024945 | Fecal Coliform | 200 | cfu/100 ml | WQ Standard | 0.6/1.5 | DAF/DMF | 4.5/11 | Billion cfu/d DAF/DMF | WQ standard
Pecatonica River | Yellow Creek | PWN-01 | Village of Lena – STP | 001 (Combined A01 and B01 Outfall) | IL0024945 | Fecal Coliform | 200 | cfu/100 ml | WQ Standard | 0.6/1.5 | DAF/DMF | 4.5/11 | Billion cfu/d DAF/DMF | WQ standard
Pecatonica River | Pecatonica River | PW-01 | Village of Orangeville WWTP | 001 | ILG580248 | Fecal Coliform | 200 | cfu/100 ml | WQ Standard | 0.2/0.72 | DAF/DMF | 1.5/5.5 | Billion cfu/d DAF/DMF | Exemption. WLA calculated at downstream end of exempted reach or end of effluent pipe.
Pecatonica River | Pecatonica River | PW-08 | Village of Orangeville WWTP | 001 | ILG580248 | Fecal Coliform | 200 | cfu/100 ml | WQ Standard | 0.2/0.72 | DAF/DMF | 1.5/5.5 | Billion cfu/d DAF/DMF | Exemption. WLA calculated at downstream end of exempted reach or end of effluent pipe.
Pecatonica River | Pecatonica River | PW-13 | Village of Orangeville WWTP | 001 | ILG580248 | Fecal Coliform | 200 | cfu/100 ml | WQ Standard | 0.2/0.72 | DAF/DMF | 1.5/5.5 | Billion cfu/d DAF/DMF | Exemption. WLA calculated at downstream end of exempted reach or end of effluent pipe.
Pecatonica River | Pecatonica River | PW-01 | Village of Pearl City STP | 001 (Existing and proposed facility) | IL0030562 | Fecal Coliform | 200 | cfu/100 ml | WQ Standard | 0.101 proposed/0.2563 proposed | DAF/DMF | 0.8/1.9 | Billion cfu/d DAF/DMF | WQ standard
Pecatonica River | Pecatonica River | PW-13 | Village of Pearl City STP | 001 (Existing and proposed facility) | IL0030562 | Fecal Coliform | 200 | cfu/100 ml | WQ Standard | 0.101 proposed/0.2563 proposed | DAF/DMF | 0.8/1.9 | Billion cfu/d DAF/DMF | WQ standard
Pecatonica River | Yellow Creek | PWN-01 | Village of Pearl City STP | 001 (Existing and proposed facility) | IL0030562 | Fecal Coliform | 200 | cfu/100 ml | WQ Standard | 0.101 proposed/0.2563 proposed | DAF/DMF | 0.8/1.9 | Billion cfu/d DAF/DMF | WQ standard
Pecatonica River | Pecatonica River | PW-01 | Village of Pecatonica WWTP | 001 | IL0030571 | Fecal Coliform | 200 | cfu/100 ml | WQ Standard | 0.6/1.65 | DAF/DMF | 4.5/11 | Billion cfu/d DAF/DMF | WQ standard
Pecatonica River | Pecatonica River | PW-13 | Village of Pecatonica WWTP | 001 | IL0030571 | Fecal Coliform | 200 | cfu/100 ml | WQ Standard | 0.6/1.65 | DAF/DMF | 4.5/11 | Billion cfu/d DAF/DMF | WQ standard
Pecatonica River | Pecatonica River | PW-01 | Village of Winslow – WWTP | 001 | IL0048259 | Fecal Coliform | 200 | cfu/100 ml | WQ Standard | 0.055/0.137 | DAF/DMF | 0.4/1.0 | Billion cfu/d DAF/DMF | WQ standard
Pecatonica River | Pecatonica River | PW-08 | Village of Winslow – WWTP | 001 | IL0048259 | Fecal Coliform | 200 | cfu/100 ml | WQ Standard | 0.055/0.137 | DAF/DMF | 0.4/1.0 | Billion cfu/d DAF/DMF | WQ standard
Pecatonica River | Pecatonica River | PW-13 | Village of Winslow – WWTP | 001 | IL0048259 | Fecal Coliform | 200 | cfu/100 ml | WQ Standard | 0.055/0.137 | DAF/DMF | 0.4/1.0 | Billion cfu/d DAF/DMF | WQ standard
Pecatonica River | Pecatonica River | PW-01 | Westlake Utilities, Inc. | 001 | ILG551070 | Fecal Coliform | 200 | cfu/100 ml | WQ Standard | 0.25/1 | DAF/DMF | 1.9/7.6 | Billion cfu/d DAF/DMF | Exemption. WLA calculated at downstream end of exempted reach or end of effluent pipe.
Pecatonica River | Pecatonica River | PW-13 | Westlake Utilities, Inc. | 001 | ILG551070 | Fecal Coliform | 200 | cfu/100 ml | WQ Standard | 0.25/1 | DAF/DMF | 1.9/7.6 | Billion cfu/d DAF/DMF | Exemption. WLA calculated at downstream end of exempted reach or end of effluent pipe.
Prairie Creek | Prairie Creek | DGZN-01 | Carthage STP | 001 | IL0021229 | Manganese | 0.3 | mg/L | Sampling | 0.5/ 5 | DAF/DMF | 1.25/ 41.7 | lbs./d | Sampling
Rend Lake | Rend Lake | RNB | Bonnie STP | 001 | ILG580119 | Total Phosphorus | 0.05 | mg/L | WQ Standard | 0.065/0.150 | DAF/DMF | 2.7 | lbs./d | WQ standard
Rend Lake | Rend Lake | RNB | City of Mt. Vernon STP | 001 | IL0027341 | Total Phosphorus | 0.05 | mg/L | WQ Standard | 5/9.5 | DAF/DMF | 41.7 | lbs./d | WQ standard
Rend Lake | Rend Lake | RNB | Coy and Wilmas One Stop | 001 | IL0046116 | Total Phosphorus | 0.05 | mg/L | WQ Standard | 0.0044/.011 | DAF/DMF | 0.3 | lbs./d | WQ standard
Rend Lake | Casey Fork | NJ_07 | Dix-Kell Water & Sewer Comm STP | 001 | ILG580062 | Fecal Coliform | 200 | cfu/100 ml | WQ Standard | 0.078/0.195 | DAF/DMF | 591/1,476 | mil. col./ d | Exemption. WLA calculated at downstream end of exempted reach or end of effluent pipe.
Rend Lake | Rend Lake | RNB | Dix-Kell Water & Sewer Comm STP | 001 | ILG580062 | Total Phosphorus | 0.05 | mg/L | WQ Standard | 0.078/0.195 | DAF/DMF | 3.3 | lbs./d | WQ standard
Rend Lake | Rend Lake | RNB | Dodd Community Consolidated District #7 | 001 | IL0052639 | Total Phosphorus | 0.05 | mg/L | WQ Standard | 0.0045/.0113 | DAF/DMF | 0.19 | lbs./d | WQ standard
Rend Lake | Casey Fork | NJ_07 | Dodds Community School | 001 | IL0052639 | Fecal Coliform | 200 | cfu/100 ml | WQ Standard | 0.0045/0.0113 | DAF/DMF | 34/86 | mil. col./ d | Exemption
Rend Lake | Casey Fork | NJ_07 | Field Elementary School-Dist 3 | 001 | ILG551092 | Fecal Coliform | 200 | cfu/100 ml | WQ Standard | 0.050/0.125 | DAF/DMF | 379/946 | mil. col./ d | Exemption. WLA calculated at downstream end of exempted reach or end of effluent pipe.
Rend Lake | Rend Lake | RNB | Field Elementary School-Dist 3 | 001 | ILG551092 | Total Phosphorus | 0.05 | mg/L | WQ Standard | 0.05/0.125 | DAF/DMF | 2.1 | lbs./d | WQ standard
Rend Lake | Rend Lake | RNB | Grand Prairie CCSD #6 | 001 | IL0034240 | Total Phosphorus | 0.05 | mg/L | WQ Standard | 0.001/0.0025 | DAF/DMF | 0.042 | lbs./d | WQ standard
Rend Lake | Casey Fork | NJ_07 | IDOT Goshen Rd Rest Area-E STP | 001 | ILG551074 | Fecal Coliform | 200 | cfu/100 ml | WQ Standard | 0.006/0.022 | DAF/DMF | 45/167 | mil. col./ d | Exemption. WLA calculated at downstream end of exempted reach or end of effluent pipe.
Rend Lake | Rend Lake | RNB | IDOT Goshen Rd Rest Area-E STP | 001 | ILG551074 | Total Phosphorus | 0.05 | mg/L | WQ Standard | 0.006/0.022 | DAF/DMF | 0.25 | lbs./d | WQ standard
Rend Lake | Rend Lake | RNB | Ina STP | 001 | ILG580032 | Total Phosphorus | 0.05 | mg/L | WQ Standard | 0.05/0.125 | DAF/DMF | 2.1 | lbs./d | WQ standard
Rend Lake | Rend Lake | RNB | Mt. Vernon Quality Times Inc. STP | 001 | IL0051063 | Total Phosphorus | 0.05 | mg/L | WQ Standard | 0.012/0.031 | DAF/DMF | 0.5 | lbs./d | WQ standard
Rend Lake | Casey Fork | NJ_07 | Mt. Vernon STP | 001 | IL0027341 | Fecal Coliform | 200 | cfu/100 ml | WQ Standard | 5.0/9.5 | DAF/DMF | 37,854/71,923 | mil. col./ d
Rend Lake | Rend Lake | RNB | Richview STP | 001 | IL0038717 | Total Phosphorus | 0.05 | mg/L | WQ Standard | 0.042/0.168 | DAF/DMF | 1.8 | lbs./d | WQ standard
Rend Lake | Rend Lake | RNB | Rolling Meadows Mobile HM Comm | 001 | ILG551042 | Total Phosphorus | 0.05 | mg/L | WQ Standard | 0.012/0.03 | DAF/DMF | 0.5 | lbs./d | WQ standard
Rend Lake | Casey Fork | NJ_07 | Rolling Meadows Mobile Home Comm | 001 | ILG551042 | Fecal Coliform | 200 | cfu/100 ml | WQ Standard | 0.012/0.03 | DAF/DMF | 91/227 | mil. col./ d | Exemption. WLA calculated at downstream end of exempted reach or end of effluent pipe.
Rend Lake | Rend Lake | RNB | Waltonville STP | 001 | IL0049123 | Total Phosphorus | 0.05 | mg/L | WQ Standard | 0.062/0.248 | DAF/DMF | 2.6 | lbs./d | WQ standard
Rend Lake | Lake Benton | RNO | Whittington Woods Campground at Benton | 001 | IL0038369 | Total Phosphorus | 0.05 | mg/L | WQ Standard | 0.024/0.059 | DAF/DMF | 1.4 | lbs./d | WQ standard
Rend Lake | Rend Lake | RNB | Woodlawn STP | 001 | ILG580161 | Total Phosphorus | 0.05 | mg/L | WQ Standard | 0.15/0.375 | DAF/DMF | 6.3 | lbs./d | WQ standard
Rock River / Pierce Lake Watershed | Keith Creek | IL_PR-01 | MS4 - Loves Park | Various (MS4 Discharge) | ILR400379 | Fecal Coliform | 200 | cfu/100 ml | WQ Standard |  |  | 13,576 / 6,157 / 3,937 / 2,751 / 1,918 / 0 / 0 | cfu/day | WLA = High Flows (flow excedance range% 0 -10) / Moist Flows (flow excedance range% 10-20/20-30/30-40) / Mid-Range Flows (flow excedance range% 40-50) Dry Flows (flow excedance range% 50-90) / Low Flow (flow excedance range% 90-100)
Rock River / Pierce Lake Watershed | Spring Creek - North | IL_PZZG | MS4 - Loves Park | Various (MS4 Discharge) | ILR400379 | Fecal Coliform | 200 | cfu/100 ml | WQ Standard |  |  | 14,976 / 6,885 / 4,365 / 3,029 / 2,116 / 0 / 0 | cfu/day | WLA = High Flows (flow excedance range% 0 -10) / Moist Flows (flow excedance range% 10-20/20-30/30-40) / Mid-Range Flows (flow excedance range% 40-50) Dry Flows (flow excedance range% 50-90) / Low Flow (flow excedance range% 90-100)
Rock River / Pierce Lake Watershed | Keith Creek | IL_PR-01 | MS4 - Rockford Township | Various (MS4 Discharge) | ILR400118 | Fecal Coliform | 200 | cfu/100 ml | WQ Standard |  |  | 115,429 / 52,351 / 33,470 / 23,386 / 16,306 / 0 / 0 | cfu/day | WLA = High Flows (flow excedance range% 0 -10) / Moist Flows (flow excedance range% 10-20/20-30/30-40) / Mid-Range Flows (flow excedance range% 40-50) Dry Flows (flow excedance range% 50-90) / Low Flow (flow excedance range% 90-100)
Rock River / Pierce Lake Watershed | Keith Creek | IL_PR-99 | MS4 - Rockford Township | Various (MS4 Discharge) | ILR400118 | Fecal Coliform | 200 | cfu/100 ml | WQ Standard |  |  | 211,053 / 95,719 / 61,198 / 42,605 / 29,814 / 0 / 0 | cfu/day | WLA = High Flows (flow excedance range% 0 -10) / Moist Flows (flow excedance range% 10-20/20-30/30-40) / Mid-Range Flows (flow excedance range% 40-50) Dry Flows (flow excedance range% 50-90) / Low Flow (flow excedance range% 90-100)
Rock River / Pierce Lake Watershed | South Fork Kent Creek | IL_PSA | MS4 - Rockford Township | Various (MS4 Discharge) | ILR400118 | Fecal Coliform | 200 | cfu/100 ml | WQ Standard |  |  | 45,522 / 20,744 / 13,218 / 9,193 / 6,453 / 0 / 0 | cfu/day | WLA = High Flows (flow excedance range% 0 -10) / Moist Flows (flow excedance range% 10-20/20-30/30-40) / Mid-Range Flows (flow excedance range% 40-50) Dry Flows (flow excedance range% 50-90) / Low Flow (flow excedance range% 90-100)
Rock River / Pierce Lake Watershed | North Fork Kent Creek | IL_PSB-01 | MS4 - Rockford Township | Various (MS4 Discharge) | ILR400118 | Fecal Coliform | 200 | cfu/100 ml | WQ Standard |  |  | 136,704 / 62,463 / 39,936 / 27,767 / 19,603 / 0 / 0 | cfu/day | WLA = High Flows (flow excedance range% 0 -10) / Moist Flows (flow excedance range% 10-20/20-30/30-40) / Mid-Range Flows (flow excedance range% 40-50) Dry Flows (flow excedance range% 50-90) / Low Flow (flow excedance range% 90-100)
Rock River / Pierce Lake Watershed | Spring Creek - North | IL_PZZG | MS4 - Rockford Township | Various (MS4 Discharge) | ILR400118 | Fecal Coliform | 200 | cfu/100 ml | WQ Standard |  |  | 54,287 / 24,951 / 15,819 / 10,977 / 7,668 / 0 / 0 | cfu/day | WLA = High Flows (flow excedance range% 0 -10) / Moist Flows (flow excedance range% 10-20/20-30/30-40) / Mid-Range Flows (flow excedance range% 40-50) Dry Flows (flow excedance range% 50-90) / Low Flow (flow excedance range% 90-100)
Rock River / Pierce Lake Watershed | South Kinnikinnick Creek | IL_PT | MS4 - Roscoe Township | Various (MS4 Discharge) | ILR400120 | Fecal Coliform | 200 | cfu/100 ml | WQ Standard |  |  | 16,487 / 7,477 / 4,781 / 3,316 / 2,329 / 0 / 0 | cfu/day | WLA = High Flows (flow excedance range% 0 -10) / Moist Flows (flow excedance range% 10-20/20-30/30-40) / Mid-Range Flows (flow excedance range% 40-50) Dry Flows (flow excedance range% 50-90) / Low Flow (flow excedance range% 90-100)
Rock River / Pierce Lake Watershed | North Kinnikinnick Creek | IL_PU | MS4 - Roscoe Township | Various (MS4 Discharge) | ILR400120 | Fecal Coliform | 200 | cfu/100 ml | WQ Standard |  |  | 26,059 / 11,819 / 7,556 / 5,241 / 3,681 / 0 / 0 | cfu/day | WLA = High Flows (flow excedance range% 0 -10) / Moist Flows (flow excedance range% 10-20/20-30/30-40) / Mid-Range Flows (flow excedance range% 40-50) Dry Flows (flow excedance range% 50-90) / Low Flow (flow excedance range% 90-100)
Rock River / Pierce Lake Watershed | South Fork Kent Creek | IL_PSA | MS4 - Winnebago County | Various (MS4 Discharge) | ILR400505 | Fecal Coliform | 200 | cfu/100 ml | WQ Standard |  |  | 15,733 / 7,170 / 4,568 / 3,177 / 2,230 / 0 / 0 | cfu/day | WLA = High Flows (flow excedance range% 0 -10) / Moist Flows (flow excedance range% 10-20/20-30/30-40) / Mid-Range Flows (flow excedance range% 40-50) Dry Flows (flow excedance range% 50-90) / Low Flow (flow excedance range% 90-100)
Rock River / Pierce Lake Watershed | North Fork Kent Creek | IL_PSB-01 | MS4 - Winnebago County | Various (MS4 Discharge) | ILR400505 | Fecal Coliform | 200 | cfu/100 ml | WQ Standard |  |  | 4,646 / 2,123 / 1,357 / 944 / 666 / 0 / 0 | cfu/day | WLA = High Flows (flow excedance range% 0 -10) / Moist Flows (flow excedance range% 10-20/20-30/30-40) / Mid-Range Flows (flow excedance range% 40-50) Dry Flows (flow excedance range% 50-90) / Low Flow (flow excedance range% 90-100)
Saline Branch / Boneyard Creek Watershed | Boneyard Creek | IL_BPJCA | MS4 - Champaign | Various (MS4 Discharge) | ILR400313 | Copper | 11.2 | μg/L | Most restrictive hardness-based standard observed |  |  | 0.71 / 0.26 / 0.16 / 0.13 / 0.11 / 0 / 0 | Ib/day | WLA = High Flows (flow excedance range% 0 -10) / Moist Flows (flow excedance range% 10-20/20-30/30-40) / Mid-Range Flows (flow excedance range% 40-50) Dry Flows (flow excedance range% 50-90) / Low Flow (flow excedance range% 90-100)
Saline Branch / Boneyard Creek Watershed | Boneyard Creek | IL_BPJCA | MS4 - Urbana | Various (MS4 Discharge) | ILR400462 | Copper | 11.2 | μg/L | Most restrictive hardness-based standard observed |  |  | 0.67 / 0.24 / 0.15 / 0.12 / 0.10 / 0 / 0 | Ib/day | WLA = High Flows (flow excedance range% 0 -10) / Moist Flows (flow excedance range% 10-20/20-30/30-40) / Mid-Range Flows (flow excedance range% 40-50) Dry Flows (flow excedance range% 50-90) / Low Flow (flow excedance range% 90-100)
Saline River- Middle Fork | Bankston Fork | ATGC-09 | Liberty Mine- 002 | 002 | IL0059749 | Manganese | 1 | mg/L | Limit | 0.002 | DAF | 0.017 | lbs./d | Limit
Saline River- Middle Fork | Brushy Creek | ATGH-09, ATGH-10 | Liberty Mine- 002 | 002 | IL0059749 | Sulfate | 2000 | mg/L | Limit | 0.002 | DAF | 33 | lbs./d | mid to high flows
Saline River- Middle Fork | Brushy Creek | ATGH-10 | Liberty Mine- 002 | 002 | IL0059749 | Silver | 0.005 | mg/L | Standard | 0.002 | DAF | 0.0008 | lbs./d | Standard
Saline River- Middle Fork | Bankston Fork | ATGC-09 | Liberty Mine- 005 | 005 | IL0059749 | Manganese | 1 | mg/L | Limit | 0.074 | DAF | 0.617 | lbs./d | Limit
Saline River- Middle Fork | Brushy Creek | ATGH-09, ATGH-10 | Liberty Mine- 005 | 005 | IL0059749 | Sulfate | 2000 | mg/L | Limit | 0.074 | DAF | 1234 | lbs./d | mid to high flows
Saline River- Middle Fork | Brushy Creek | ATGH-10 | Liberty Mine- 005 | 005 | IL0059749 | Silver | 0.005 | mg/L | Standard | 0.074 | DAF | 0.003 | lbs./d | Standard
Saline/ Egypt | South Fork Saline River | ATH-05 | Centennial Pipeline- 004,005,006,013 | 004, 005, 006, 013 | IL0075272 | Iron | 4 | mg/L | limit |  | high flow only | 33 | lbs./d | Terminated/ outfalls had limit of 4
Saline/ Egypt | South Fork Saline River | ATH-02 | City of Creal Springs STP | 001 | ILG580125 | Fecal Coliform | 200 | cfu/100 ml | WQ Standard | 0.224/ 0.488 | DAF/DMF | 1696/ 3694 | mil. col./ d | Exemption. WLA calculated at downstream end of exempted reach or end of effluent pipe.
Saline/ Egypt | South Fork Saline River | ATH-05, ATHS-01 | Federal Landscaping Company | 001 | IL0062669 | Iron | 7 | mg/L | limit |  | high flow only | 57 | lbs./d | Terminated/ 001 had limit of 7
Saline/ Egypt | South Fork Saline River | ATH-05, ATHS-01 | Federal Landscaping Company | 001 | IL0062669 | Manganese | 4 | mg/L | Limit |  | high flow only | 33 | lbs./d | Terminated/ 001 has limit of 4
Saline/ Egypt | South Fork Saline River | ATH-05, ATHS-01 | Federal Landscaping Company | 001 | IL0062669 | Sulfate | 3500 | mg/L | Limit |  | high flow only | 29209 | lbs./d | Terminated/ 001 had limit of 3500
Saline/ Egypt | South Fork Saline River | ATH-05 | Illinois Coal Mine.- Will Scarlet | 041 | IL0004197 | Sulfate | 3105 | mg/L | Limit |  | high flow only | 1296 | lbs./d | 041 has limit of 3105
Saline/ Egypt | South Fork Saline River | ATH-02 | Lake of Egypt STP | 001 | ILG580053 | Fecal Coliform | 200 | cfu/100 ml | WQ Standard | 0.225/ 0.44 | DAF/DMF | 1703/ 3330 | mil. col./ d | Exemption. WLA calculated at downstream end of exempted reach or end of effluent pipe.
Saline/ Egypt | South Fork Saline River | ATH-05 | Peabody Coal Co.- Will Scarlet | 001 | IL0064068 | Iron | 7 | mg/L | limit |  | high flow only | 148 | lbs./d | 001 has limit of 7
Saline/ Egypt | South Fork Saline River | ATH-05 | Peabody Coal Co.- Will Scarlet | 001 | IL0064068 | Manganese |  |  | Limit |  | high flow only | Not to exceed historic levels | lbs./d | in permit like this
Saline/ Egypt | South Fork Saline River | ATH-05 | Peabody Coal Co.- Will Scarlet | 001 | IL0064068 | Sulfate | 2240 | mg/L | Limit |  | high flow only | 1296 | lbs./d | shared with other peobody discharge/ 001 does have limit for this
Saline/ Egypt | South Fork Saline River | ATH-05 | Southern Illinois Power- Marion 002 | 002 | IL0004316 | Iron | 4 | mg/L | limit | 4.66 | high flow only | 157 | lbs./d | 002 has limit of 4
Saline/ Egypt | South Fork Saline River | ATH-05 | Southern Illinois Power- Marion 002 | 002 | IL0004316 | TDS | 1000 | mg/L | Limit | 4.66 | high flow only | 38889 | lbs./d | 002 has limit of 1000
Saline/ Egypt | South Fork Saline River | ATH-05 | Southern Illinois Power- Marion A02, A05 | A02, A05 | IL0004316 | Iron | 1 | mg/L | limit |  | high flow only | 9 | lbs./d | 002A has limit of 1
Saline/ Egypt | South Fork Saline River | ATH-05 | Southern Illinois Power- Marion A02, A05 | A02, A05 | IL0004316 | TDS | 1000 | mg/L |  |  | high flow only | 8344 | lbs./d | A02 does not have limit for this
Saline/ Egypt | South Fork Saline River | ATH-02 | Village of Goreville STP | 001 | ILG580116 | Fecal Coliform | 200 | cfu/100 ml | WQ Standard | 0.06/ 0.16 | DAF/DMF | 454/ 1211 | mil. col./ d | Exemption. WLA calculated at downstream end of exempted reach or end of effluent pipe.
Salt Creek | Salt Creek | GL-03, GL-09, GL-10 | Addison North STP | 001 | IL0033812 | Chloride | 300 | mg/L | TMDL Modeling | 5.3 | DMR | 13255.83 | lbs./d | No limits in permit
Salt Creek | Salt Creek | GL-03, GL-09, GL-10 | Addison South- AJ LaRocca STP | 001 | IL0027367 | Chloride | 300 | mg/L | TMDL Modeling | 3.2 | DMR | 8003.52 | lbs./d | No limits in permit
Salt Creek | Salt Creek | GL-19 | ADDISON TOWNSHIP | Various (MS4 Discharge) | ILR400001 | Chloride |  |  | Combined WLA |  |  | 63287.6712 | lbs./d | Combined WLA
Salt Creek | Salt Creek | GL-19 | BARRINGTON TOWNSHIP | Various (MS4 Discharge) | ILR400008 | Chloride |  |  | Combined WLA |  |  | 63287.6712 | lbs./d | Combined WLA
Salt Creek | Addison Creek | GLA-02 | Bensenville South | 001 | IL0021849 | Chloride | 300 | mg/L | TMDL Modeling | 4.7 | DMR | 11755.17 | lbs./d | No limits in permit
Salt Creek | Addison Creek | GLA-02 | BERKELEY VILLAGE | Various (MS4 Discharge) | ILR400166 | Chloride |  |  | Combined WLA |  |  | 9450 | lbs./d | Combined WLA
Salt Creek | Salt Creek | GL-19 | BLOOMINGDALE TOWNSHIP | Various (MS4 Discharge) | ILR400013 | Chloride |  |  | Combined WLA |  |  | 63287.6712 | lbs./d | Combined WLA
Salt Creek | Addison Creek | GLA-02 | BROADVIEW VILLAGE | Various (MS4 Discharge) | ILR400167 | Chloride |  |  | Combined WLA |  |  | 9450 | lbs./d | Combined WLA
Salt Creek | Addison Creek | GLA-02 | CITY OF NORTHLAKE | Various (MS4 Discharge) | ILR400406 | Chloride |  |  | Combined WLA |  |  | 9450 | lbs./d | Combined WLA
Salt Creek | Salt Creek | GL-19 | CITY OF WOOD DALE | Various (MS4 Discharge) | ILR400478 | Chloride |  |  | Combined WLA |  |  | 63287.6712 | lbs./d | Combined WLA
Salt Creek | Salt Creek | GL-19 | CLARENDON HILLS VILLAGE | Various (MS4 Discharge) | ILR400175 | Chloride |  |  | Combined WLA |  |  | 63287.6712 | lbs./d | Combined WLA
Salt Creek | Salt Creek, Addison Creek | GL-19, GLA-02 | COOK COUNTY HIGHWAY DEPT | Various (MS4 Discharge) | ILR400485 | Chloride |  |  | Combined WLA |  |  | 63287.6712 | lbs./d | Combined WLA
Salt Creek | Salt Creek | GL-19 | DOWNERS GROVE TOWNSHIP | Various (MS4 Discharge) | ILR400040 | Chloride |  |  | Combined WLA |  |  | 63287.6712 | lbs./d | Combined WLA
Salt Creek | Salt Creek | GL-19 | DOWNERS GROVE VILLAGE | Various (MS4 Discharge) | ILR400183 | Chloride |  |  | Combined WLA |  |  | 63287.6712 | lbs./d | Combined WLA
Salt Creek | Salt Creek | GL-03, GL-09, GL-10 | DuPage Co.- Nordic Park | 001 | IL0028398 | Chloride | 300 | mg/L | TMDL Modeling | 0.5 | DMR | 1250.55 | lbs./d | No limits in permit
Salt Creek | Salt Creek, Addison Creek | GL-19, GLA-02 | DUPAGE COUNTY | Various (MS4 Discharge) | ILR400502 | Chloride |  |  | Combined WLA |  |  | 63287.6712 | lbs./d | Combined WLA
Salt Creek | Salt Creek | GL-19 | ELK GROVE TOWNSHIP | Various (MS4 Discharge) | ILR400048 | Chloride |  |  | Combined WLA |  |  | 63287.6712 | lbs./d | Combined WLA
Salt Creek | Salt Creek | GL-19 | ELMHURST CITY | Various (MS4 Discharge) | ILR400187 | Chloride |  |  | Combined WLA |  |  | 63287.6712 | lbs./d | Combined WLA
Salt Creek | Salt Creek | GL-03, GL-09, GL-10 | Elmhurst WWTP | 001 | IL0028746 | Chloride | 300 | mg/L | TMDL Modeling | 8 | DMR | 20008.8 | lbs./d | No limits in permit
Salt Creek | Addison Creek | GLA-02 | FRANKLIN PARK VILLAGE | Various (MS4 Discharge) | ILR400194 | Chloride |  |  | Combined WLA |  |  | 9450 | lbs./d | Combined WLA
Salt Creek | Addison Creek | GLA-02 | FRANKLIN PARK VILLAGE | Various (MS4 Discharge) | ILR400195 | Chloride |  |  | Combined WLA |  |  | 9450 | lbs./d | Combined WLA
Salt Creek | Salt Creek, Addison Creek | GL-19, GLA-02 | HIGHWAY AUTHORITY- IL State Toll | Various (MS4 Discharge) | ILR400494 | Chloride |  |  | Combined WLA |  |  | 63287.6712 | lbs./d | Combined WLA
Salt Creek | Salt Creek | GL-03, GL-09, GL-10 | Itasca STP | 001 | IL0026280 | Chloride | 300 | mg/L | TMDL Modeling | 2.6 | DMR | 6502.86 | lbs./d | Terminated/ No limits in permit
Salt Creek | Addison Creek | GLA-02 | LEYDEN TOWNSHIP | Various (MS4 Discharge) | ILR400076 | Chloride |  |  | Combined WLA |  |  | 9450 | lbs./d | Combined WLA
Salt Creek | Salt Creek | GL-03, GL-09, GL-10 | MWRDGC Egan | 001 | IL0036340 | Chloride | 300 | mg/L | TMDL Modeling | 30 | DMR | 75033 | lbs./d | No limits in permit
Salt Creek | Addison Creek | GLA-02 | NORTH RIVERSIDE VILLAGE | Various (MS4 Discharge) | ILR400229 | Chloride |  |  | Combined WLA |  |  | 9450 | lbs./d | Combined WLA
Salt Creek | Salt Creek | GL-19 | OAKBROOK TERRACE CITY | Various (MS4 Discharge) | ILR400232 | Chloride |  |  | Combined WLA |  |  | 63287.6712 | lbs./d | Combined WLA
Salt Creek | Addison Creek | GLA-02 | PROVISO TOWNSHIP | Various (MS4 Discharge) | ILR400112 | Chloride |  |  | Combined WLA |  |  | 9450 | lbs./d | Combined WLA
Salt Creek | Salt Creek | GL-03, GL-09, GL-11 | Salt Creek SD | 001 | IL0030953 | Chloride | 300 | mg/L | TMDL Modeling | 3.3 | DMR | 8253.63 | lbs./d | No limits in permit
Salt Creek | Salt Creek | GL-19 | SCHAUMBURG TOWNSHIP | Various (MS4 Discharge) | ILR400122 | Chloride |  |  | Combined WLA |  |  | 63287.6712 | lbs./d | Combined WLA
Salt Creek | Addison Creek | GLA-02 | STONE PARK VILLAGE | Various (MS4 Discharge) | ILR400248 | Chloride |  |  | Combined WLA |  |  | 9450 | lbs./d | Combined WLA
Salt Creek | Salt Creek | GL-19 | VILLAGE OF ADDISON | Various (MS4 Discharge) | ILR400277 | Chloride |  |  | Combined WLA |  |  | 63287.6712 | lbs./d | Combined WLA
Salt Creek | Salt Creek | GL-19 | VILLAGE OF ARLINGTON HEIGHTS | Various (MS4 Discharge) | ILR400282 | Chloride |  |  | Combined WLA |  |  | 63287.6712 | lbs./d | Combined WLA
Salt Creek | Salt Creek | GL-19 | VILLAGE OF BARRINGTON | Various (MS4 Discharge) | ILR400285 | Chloride |  |  | Combined WLA |  |  | 63287.6712 | lbs./d | Combined WLA
Salt Creek | Addison Creek | GLA-02 | VILLAGE OF BELLWOOD | Various (MS4 Discharge) | ILR400291 | Chloride |  |  | Combined WLA |  |  | 9450 | lbs./d | Combined WLA
Salt Creek | Addison Creek | GLA-02 | VILLAGE OF BENSENVILLE | Various (MS4 Discharge) | ILR400292 | Chloride |  |  | Combined WLA |  |  | 9450 | lbs./d | Combined WLA
Salt Creek | Salt Creek | GL-19 | VILLAGE OF BLOOMINGDALE | Various (MS4 Discharge) | ILR400295 | Chloride |  |  | Combined WLA |  |  | 63287.6712 | lbs./d | Combined WLA
Salt Creek | Salt Creek | GL-19 | VILLAGE OF ELK GROVE VILLAGE | Various (MS4 Discharge) | ILR400334 | Chloride |  |  | Combined WLA |  |  | 63287.6712 | lbs./d | Combined WLA
Salt Creek | Addison Creek | GLA-02 | VILLAGE OF HILLSIDE | Various (MS4 Discharge) | ILR400354 | Chloride |  |  | Combined WLA |  |  | 9450 | lbs./d | Combined WLA
Salt Creek | Salt Creek | GL-19 | VILLAGE OF HINSDALE | Various (MS4 Discharge) | ILR400355 | Chloride |  |  | Combined WLA |  |  | 63287.6712 | lbs./d | Combined WLA
Salt Creek | Salt Creek | GL-19 | VILLAGE OF ITASCA | Various (MS4 Discharge) | ILR400360 | Chloride |  |  | Combined WLA |  |  | 63287.6712 | lbs./d | Combined WLA
Salt Creek | Salt Creek | GL-19 | VILLAGE OF LA GRANGE | Various (MS4 Discharge) | ILR400364 | Chloride |  |  | Combined WLA |  |  | 63287.6712 | lbs./d | Combined WLA
Salt Creek | Salt Creek | GL-19 | VILLAGE OF LAGRANGE PARK | Various (MS4 Discharge) | ILR400365 | Chloride |  |  | Combined WLA |  |  | 63287.6712 | lbs./d | Combined WLA
Salt Creek | Salt Creek | GL-19 | VILLAGE OF LOMBARD | Various (MS4 Discharge) | ILR400378 | Chloride |  |  | Combined WLA |  |  | 63287.6712 | lbs./d | Combined WLA
Salt Creek | Addison Creek | GLA-02 | VILLAGE OF MAYWOOD | Various (MS4 Discharge) | ILR400384 | Chloride |  |  | Combined WLA |  |  | 9450 | lbs./d | Combined WLA
Salt Creek | Addison Creek | GLA-02 | VILLAGE OF MELROSE PARK | Various (MS4 Discharge) | ILR400386 | Chloride |  |  | Combined WLA |  |  | 9450 | lbs./d | Combined WLA
Salt Creek | Salt Creek | GL-19 | VILLAGE OF OAK BROOK | Various (MS4 Discharge) | ILR400407 | Chloride |  |  | Combined WLA |  |  | 63287.6712 | lbs./d | Combined WLA
Salt Creek | Salt Creek | GL-19 | VILLAGE OF ROSELLE | Various (MS4 Discharge) | ILR400437 | Chloride |  |  | Combined WLA |  |  | 63287.6712 | lbs./d | Combined WLA
Salt Creek | Salt Creek | GL-19 | VILLAGE OF SCHAUMBURG | Various (MS4 Discharge) | ILR400443 | Chloride |  |  | Combined WLA |  |  | 63287.6712 | lbs./d | Combined WLA
Salt Creek | Salt Creek | GL-19 | VILLAGE OF VILLA PARK | Various (MS4 Discharge) | ILR400463 | Chloride |  |  | Combined WLA |  |  | 63287.6712 | lbs./d | Combined WLA
Salt Creek | Addison Creek | GLA-02 | VILLAGE OF WESTCHESTER | Various (MS4 Discharge) | ILR400468 | Chloride |  |  | Combined WLA |  |  | 9450 | lbs./d | Combined WLA
Salt Creek | Salt Creek | GL-19 | VILLAGE OF WESTERN SPRINGS | Various (MS4 Discharge) | ILR400469 | Chloride |  |  | Combined WLA |  |  | 63287.6712 | lbs./d | Combined WLA
Salt Creek | Salt Creek | GL-19 | WESTMONT VILLAGE | Various (MS4 Discharge) | ILR400254 | Chloride |  |  | Combined WLA |  |  | 63287.6712 | lbs./d | Combined WLA
Salt Creek | Salt Creek | GL-03, GL-09, GL-10 | Wood Dale North | 001 | IL0020061 | Chloride | 300 | mg/L | TMDL Modeling | 1.97 | DMR | 4927.167 | lbs./d | Monitoring, no limits in permit
Salt Creek | Salt Creek | GL-03, GL-09, GL-10 | Wood Dale South | 001 | IL0034274 | Chloride | 300 | mg/L | TMDL Modeling | 1.13 | DMR | 2826.243 | lbs./d | Monitoring, no limits in permit
Salt Creek | Salt Creek | GL-19 | YORK TOWNSHIP | Various (MS4 Discharge) | ILR400159 | Chloride |  |  | Combined WLA |  |  | 63287.6712 | lbs./d | Combined WLA
Salt Creek and Lower Sangamon River | Salt Creek | EI-06, EI-02 | Amergen Energy Co, LLC-Clinton | 002 partial | IL0036919 | Fecal Coliform | 200 | cfu/100 ml | WQ Standard | 0.093 | DAF | 704.01 | mil. col./ d | There is no limit in the permit
Salt Creek and Lower Sangamon River | Sugar Creek, Salt Creek | EID-04, EI-02 | Armington STP | 001 | IL0044806 | Fecal Coliform | 200 | cfu/100 ml | WQ Standard | 0.04 | DAF | 302.8 | mil. col./ d | No limits in permit. WLA calculated at downstream end of exempted reach or end of effluent pipe.
Salt Creek and Lower Sangamon River | Flat Branch, S. Fork Sangamon River | EOH-01, EO-02, EO-01 | Assumption | 001 | IL0020907 | Fecal Coliform | 200 | cfu/100 ml | WQ Standard | 0.39 | DAF | 2952.3 | mil. col./ d | Exemption. WLA calculated at downstream end of exempted reach or end of effluent pipe.
Salt Creek and Lower Sangamon River | Kickapoo Creek, Salt Creek | EIE-05, EI-02 | Atlanta STP | 001 | ILG580181 | Fecal Coliform | 200 | cfu/100 ml | WQ Standard | 0.1915 | DAF | 1449.655 | mil. col./ d | Exemption. WLA calculated at downstream end of exempted reach or end of effluent pipe.
Salt Creek and Lower Sangamon River | Sugar Creek | EOA-01 | Auburn STP | 001 | IL0022403 | Fecal Coliform | 200 | cfu/100 ml | WQ Standard | 0.62 | DAF | 4693.4 | mil. col./ d | Exemption. WLA calculated at downstream end of exempted reach or end of effluent pipe.
Salt Creek and Lower Sangamon River | Kickapoo Creek, Salt Creek | EIE-04, EI-02 | Bloomington/Normal SE WRD | 001 | IL0073504 | Fecal Coliform | 200 | cfu/100 ml | WQ Standard | 7.5 | DAF | 56775 | mil. col./ d | Has permit limit of 400
Salt Creek and Lower Sangamon River | Sugar Creek, Salt Creek | EID-04, EI-02 | Bloomington/Normal WRD STP | 001 | IL0027731 | Fecal Coliform | 200 | cfu/100 ml | WQ Standard | 22.5 | DAF | 170325 | mil. col./ d | 001 has permit limit of 400, 002 has monitoring, Previously had Exemption
Salt Creek and Lower Sangamon River | Sugar Creek, Salt Creek | EID-04, EI-02 | Clearview SD STP | 001 | IL0059412 | Fecal Coliform | 200 | cfu/100 ml | WQ Standard | 0.0191 | DAF | 144.587 | mil. col./ d | 001 has a permit limit of 200/ 400
Salt Creek and Lower Sangamon River | Salt Creek | EI-06, EI-02 | Clinton SD STP | 001 | IL0023612 | Fecal Coliform | 200 | cfu/100 ml | WQ Standard | 1.68 | DAF | 12717.6 | mil. col./ d | Exemption. WLA calculated at downstream end of exempted reach or end of effluent pipe.
Salt Creek and Lower Sangamon River | Sugar Creek, Salt Creek | EID-04, EI-02 | Cloverhill Subdivision | 001 | IL0072168 | Fecal Coliform | 200 | cfu/100 ml | WQ Standard | 0.0084 | DAF | 63.588 | mil. col./ d | Terminated
Salt Creek and Lower Sangamon River | Sugar Creek, Salt Creek | EID-04, EI-02 | Danvers STP | 001 | ILG580059 | Fecal Coliform | 200 | cfu/100 ml | WQ Standard | 0.14 | DAF | 1059.8 | mil. col./ d | Exemption. WLA calculated at downstream end of exempted reach or end of effluent pipe.
Salt Creek and Lower Sangamon River | Sugar Creek, Salt Creek | EID-04, EI-02 | Deer Ridge Homeowners Assn- Outfall 001 | 001 | IL0070823 | Fecal Coliform | 200 | cfu/100 ml | WQ Standard | 0.0039 | DAF | 29.523 | mil. col./ d | Limit
Salt Creek and Lower Sangamon River | Sugar Creek, Salt Creek | EID-04, EI-02 | Deer Ridge Homeowners Assn- Outfall 002 | 002 | IL0070823 | Fecal Coliform | 200 | cfu/100 ml | WQ Standard | 0.0018 | DAF | 13.626 | mil. col./ d | Limit
Salt Creek and Lower Sangamon River | Sugar Creek, Salt Creek | EID-04, EI-02 | Deer Ridge Homeowners Assn- Outfall 003 | 003 | IL0070823 | Fecal Coliform | 200 | cfu/100 ml | WQ Standard | 0.0028 | DAF | 21.196 | mil. col./ d | Limit
Salt Creek and Lower Sangamon River | Sugar Creek, Salt Creek | EID-04, EI-02 | Deer Ridge Homeowners Assn- Outfall 004 | 004 | IL0070823 | Fecal Coliform | 200 | cfu/100 ml | WQ Standard | 0.0028 | DAF | 21.196 | mil. col./ d | Limit
Salt Creek and Lower Sangamon River | Sugar Creek, Salt Creek | EID-04, EI-02 | Deer Ridge Homeowners Assn- Outfall 005 | 005 | IL0070823 | Fecal Coliform | 200 | cfu/100 ml | WQ Standard | 0.0021 | DAF | 15.897 | mil. col./ d | Limit
Salt Creek and Lower Sangamon River | Sugar Creek, Salt Creek | EID-04, EI-02 | Deer Ridge Homeowners Assn- Outfall 006 | 006 | IL0070823 | Fecal Coliform | 200 | cfu/100 ml | WQ Standard | 0.0081 | DAF | 61.317 | mil. col./ d | Limit
Salt Creek and Lower Sangamon River | S. Fork Sangamon | EO-01 | Divernon STP | 001 | ILG580175 | Fecal Coliform | 200 | cfu/100 ml | WQ Standard | 0.14 | DAF | 1059.8 | mil. col./ d | Exemption. WLA calculated at downstream end of exempted reach or end of effluent pipe.
Salt Creek and Lower Sangamon River | S. Fork Sangamon | EO-01 | Edinburg WWTP | 001 | IL0025372 | Fecal Coliform | 200 | cfu/100 ml | WQ Standard | 0.3 | DAF | 2271 | mil. col./ d | 001 is exempt, A01 has limit of 400. WLA calculated at downstream end of exempted reach or end of effluent pipe.
Salt Creek and Lower Sangamon River | Salt Creek | EI-06, EI-02 | Farmer City STP | 001 | IL0022462 | Fecal Coliform | 200 | cfu/100 ml | WQ Standard | 0.36 | DAF | 2725.2 | mil. col./ d | 001 has exemption, A01 has limit of 400. WLA calculated at downstream end of exempted reach or end of effluent pipe.
Salt Creek and Lower Sangamon River | S. Fork Sangamon | EO-01 | Findlay STP | 001 | IL0020524 | Fecal Coliform | 200 | cfu/100 ml | WQ Standard | 0.1 | DAF | 757 | mil. col./ d | DMR has fecal data/ no permit available. Previously had exemption.
Salt Creek and Lower Sangamon River | Salt Creek | EI-02 | Greenview High School | 001 | IL0044776 | Fecal Coliform | 200 | cfu/100 ml | WQ Standard | 0.0074 | DAF | 56.018 | mil. col./ d | Exemption. WLA calculated at downstream end of exempted reach or end of effluent pipe.
Salt Creek and Lower Sangamon River | Kickapoo Creek, Salt Creek | EIE-04, EI-02 | Heyworth STP | 001 | IL0022993 | Fecal Coliform | 200 | cfu/100 ml | WQ Standard | 0.4 | DAF | 3028 | mil. col./ d | 001 is exempt, A01 has limit of 400. WLA calculated at downstream end of exempted reach or end of effluent pipe.
Salt Creek and Lower Sangamon River | Salt Creek | EI-06, EI-02 | IDNR- Moraine View State Park | 001 | IL0072877 | Fecal Coliform | 200 | cfu/100 ml | WQ Standard | 0.021 | DAF | 158.97 | mil. col./ d | Exemption. WLA calculated at downstream end of exempted reach or end of effluent pipe.
Salt Creek and Lower Sangamon River | S. Fork Sangamon | EO-01 | IL DNR- Sangchris Lk Park | 001 | IL0051811 | Fecal Coliform | 200 | cfu/100 ml | WQ Standard | 0.002 | DAF | 15.14 | mil. col./ d | 001 has permit limit of 400
Salt Creek and Lower Sangamon River | Salt Creek | EI-06, EI-02 | IL DNR- Weldon Springs State Pk | 001 | IL0070386 | Fecal Coliform | 200 | cfu/100 ml | WQ Standard | 0.0133 | DAF | 100.681 | mil. col./ d | Has permit limit of 400
Salt Creek and Lower Sangamon River | Salt Creek | EI-06, EI-02 | IL DOC- Mascoutin Recreation | 001 | IL0062961 | Fecal Coliform | 200 | cfu/100 ml | WQ Standard | 0.0272 | DAF | 205.904 | mil. col./ d | Has permit limit of 400, Previously had Exemption
Salt Creek and Lower Sangamon River | Sugar Creek, Salt Creek | EID-04, EI-02 | IL DOT I-55 McLean Co. STP | 001 | IL0062278 | Fecal Coliform | 200 | cfu/100 ml | WQ Standard | 0.005 | DAF | 37.85 | mil. col./ d | Limit
Salt Creek and Lower Sangamon River | S. Fork Sangamon | EO-01 | Kincaid Generation | 001, B01, C01, D01, E01, F01, H01, 002, 008, 009 | IL0002241 | Fecal Coliform | 200 | cfu/100 ml | WQ Standard | 0.0015 | DAF | 11.355 | mil. col./ d | No limits in permit
Salt Creek and Lower Sangamon River | S. Fork Sangamon | EO-01 | Kincaid STP | 001 | IL0048607 | Fecal Coliform | 200 | cfu/100 ml | WQ Standard | 0.25 | DAF | 1892.5 | mil. col./ d | Exemption. WLA calculated at downstream end of exempted reach or end of effluent pipe.
Salt Creek and Lower Sangamon River | Sugar Creek | EOA-01 | Lake Spfld Baptist Camp | 001 | IL0050253 | Fecal Coliform | 200 | cfu/100 ml | WQ Standard | 0.015 | DAF | 113.55 | mil. col./ d | Has permit limit of 400, Previously had Exemption
Salt Creek and Lower Sangamon River | Lake Fork, Salt Creek | EIG-01, EI-02 | Latham Estates | 001 | ILG551010 | Fecal Coliform | 200 | cfu/100 ml | WQ Standard | 0.0144 | DAF | 109.008 | mil. col./ d | Exemption. WLA calculated at downstream end of exempted reach or end of effluent pipe.
Salt Creek and Lower Sangamon River | Salt Creek | EI-06, EI-02 | Leroy STP | 001 | IL0021563 | Fecal Coliform | 200 | cfu/100 ml | WQ Standard | 0.657 | DAF | 4973.49 | mil. col./ d | 001 has exemption, 002 has limit of 400. WLA calculated at downstream end of exempted reach or end of effluent pipe.
Salt Creek and Lower Sangamon River | Salt Creek | EI-02 | Lincoln STP | 001 | IL0029564 | Fecal Coliform | 200 | cfu/100 ml | WQ Standard | 4.19 | DAF | 31718.3 | mil. col./ d | 001 and 002 have limit of 400. Previously Had exemption
Salt Creek and Lower Sangamon River | Salt Creek | EI-06, EI-02 | Little Galilee Christian Assem | 001 | IL0071200 | Fecal Coliform | 200 | cfu/100 ml | WQ Standard | 0.013 | DAF | 98.41 | mil. col./ d | Exemption. WLA calculated at downstream end of exempted reach or end of effluent pipe.
Salt Creek and Lower Sangamon River | Flat Branch, S. Fork Sangamon River | EOH-01, EO-02, EO-01 | Lovington STP | 001 | IL0024210 | Fecal Coliform | 200 | cfu/100 ml | WQ Standard | 0.2 | DAF | 1514 | mil. col./ d | Exemption. WLA calculated at downstream end of exempted reach or end of effluent pipe.
Salt Creek and Lower Sangamon River | Flat Branch, S. Fork Sangamon River | EOH-01, EO-02, EO-01 | Macon STP | 001 | ILG580141 | Fecal Coliform | 200 | cfu/100 ml | WQ Standard | 0.214 | DAF | 1619.98 | mil. col./ d | Exemption. WLA calculated at downstream end of exempted reach or end of effluent pipe.
Salt Creek and Lower Sangamon River | Kickapoo Creek, Salt Creek | EIE-04, EI-02 | Mallingham Homeowners Assn | 001 | IL0073563 | Fecal Coliform | 200 | cfu/100 ml | WQ Standard | 0.0133 | DAF | 100.681 | mil. col./ d | Has permit limit of 400
Salt Creek and Lower Sangamon River | Lake Fork, Salt Creek | EIG-01, EI-02 | Maroa STP | 001 | IL0025208 | Fecal Coliform | 200 | cfu/100 ml | WQ Standard | 0.36 | DAF | 2725.2 | mil. col./ d | 001 has exemption, A01 has limit of 400. WLA calculated at downstream end of exempted reach or end of effluent pipe.
Salt Creek and Lower Sangamon River | Salt Creek | EI-02 | Mason City STP | 001 | IL0029815 | Fecal Coliform | 200 | cfu/100 ml | WQ Standard | 0.47 | DAF | 3557.9 | mil. col./ d | 001 has exemption, A01 has limit of 400. WLA calculated at downstream end of exempted reach or end of effluent pipe.
Salt Creek and Lower Sangamon River | Sugar Creek, Salt Creek | EID-04, EI-02 | Mclean STP | 001 | ILG580162 | Fecal Coliform | 200 | cfu/100 ml | WQ Standard | 0.205 | DAF | 1551.85 | mil. col./ d | Exemption. WLA calculated at downstream end of exempted reach or end of effluent pipe.
Salt Creek and Lower Sangamon River | Sugar Creek, Salt Creek | EID-04, EI-02 | Meadows of Bloomington | 001 | IL0050121 | Fecal Coliform | 200 | cfu/100 ml | WQ Standard | 0.065 | DAF | 492.05 | mil. col./ d | Has permit limit of 400
Salt Creek and Lower Sangamon River | Sugar Creek, Salt Creek | EID-04, EI-02 | Minier STP | 001 | ILG580098 | Fecal Coliform | 200 | cfu/100 ml | WQ Standard | 0.18 | DAF | 1362.6 | mil. col./ d | Exemption. WLA calculated at downstream end of exempted reach or end of effluent pipe.
Salt Creek and Lower Sangamon River | S. Fork Sangamon | EO-02, EO-01 | Morrisonville STP | 001 | IL0025101 | Fecal Coliform | 200 | cfu/100 ml | WQ Standard | 0.33 | DAF | 2498.1 | mil. col./ d | Exemption. WLA calculated at downstream end of exempted reach or end of effluent pipe.
Salt Creek and Lower Sangamon River | Flat Branch, S. Fork Sangamon River | EOH-01, EO-02, EO-01 | Moweaqua STP | 001 | ILG580134 | Fecal Coliform | 200 | cfu/100 ml | WQ Standard | 0.22 | DAF | 1665.4 | mil. col./ d | Exemption. WLA calculated at downstream end of exempted reach or end of effluent pipe.
Salt Creek and Lower Sangamon River | Spring Creek | EL-01 | New Berlin STP | 001 | ILG580171 | Fecal Coliform | 200 | cfu/100 ml | WQ Standard | 0.15 | DAF | 1135.5 | mil. col./ d | Exemption. WLA calculated at downstream end of exempted reach or end of effluent pipe.
Salt Creek and Lower Sangamon River | S. Fork Sangamon | EO-02, EO-01 | Ohlman STP | 001 | IL0032671 | Fecal Coliform | 200 | cfu/100 ml | WQ Standard | 0.025 | DAF | 189.25 | mil. col./ d | Exemption. WLA calculated at downstream end of exempted reach or end of effluent pipe.
Salt Creek and Lower Sangamon River | Kickapoo Creek, Salt Creek | EIE-04, EI-02 | Old Town Timbers STP | 001 | IL0071323 | Fecal Coliform | 200 | cfu/100 ml | WQ Standard | 0.008 | DAF | 60.56 | mil. col./ d | Has permit limit of 400
Salt Creek and Lower Sangamon River | Sugar Creek, Salt Creek | EID-04, EI-02 | Olympia High School | 001 | ILG551022 | Fecal Coliform | 200 | cfu/100 ml | WQ Standard | 0.0318 | DAF | 240.726 | mil. col./ d | Exemption. WLA calculated at downstream end of exempted reach or end of effluent pipe.
Salt Creek and Lower Sangamon River | S. Fork Sangamon | EO-01 | Pawnee STP | 001 | IL0033324 | Fecal Coliform | 200 | cfu/100 ml | WQ Standard | 0.3 | DAF | 2271 | mil. col./ d | Exemption. WLA calculated at downstream end of exempted reach or end of effluent pipe.
Salt Creek and Lower Sangamon River | Sugar Creek, Salt Creek | EID-04, EI-02 | Prairieland Subdivision | 001 | IL0074756 | Fecal Coliform | 200 | cfu/100 ml | WQ Standard | 0.018 | DAF | 136.26 | mil. col./ d | Terminated/ has permit limit of 400
Salt Creek and Lower Sangamon River | Flat Branch, S. Fork Sangamon River | EOH-01, EO-02, EO-01 | Raccoon Super K | 001 | IL0053252 | Fecal Coliform | 200 | cfu/100 ml | WQ Standard | 0.0015 | DAF | 11.355 | mil. col./ d | Terminated, had exemption. WLA calculated at downstream end of exempted reach or end of effluent pipe.
Salt Creek and Lower Sangamon River | Kickapoo Creek, Salt Creek | EIE-04, EI-02 | Sherwood Lake Subdivision | 001 | IL0075892 | Fecal Coliform | 200 | cfu/100 ml | WQ Standard | 0.02 | DAF | 151.4 | mil. col./ d | Has permit limit of 400
Salt Creek and Lower Sangamon River | Kickapoo Creek, Salt Creek | EIE-04, EI-02 | Sherwood Subdivision | 001 | IL0074551 | Fecal Coliform | 200 | cfu/100 ml | WQ Standard | 0.013 | DAF | 98.41 | mil. col./ d | Limit
Salt Creek and Lower Sangamon River | S. Fork Sangamon | EO-01 | South Fork SD STP | 001 | IL0050148 | Fecal Coliform | 200 | cfu/100 ml | WQ Standard | 0.102 | DAF | 772.14 | mil. col./ d | Has permit limit of 400, Previously had Exemption
Salt Creek and Lower Sangamon River | Sugar Creek | EOA-01 | Sunny Acres Nursing Home | 001 | IL0068683 | Fecal Coliform | 200 | cfu/100 ml | WQ Standard | 0.011 | DAF | 83.27 | mil. col./ d | Exemption. WLA calculated at downstream end of exempted reach or end of effluent pipe.
Salt Creek and Lower Sangamon River | S. Fork Sangamon | EO-02, EO-01 | Taylorville SD STP | 001 | IL0031356 | Fecal Coliform | 200 | cfu/100 ml | WQ Standard | 3.02 | DAF | 22861.4 | mil. col./ d | 001 is exempt, A03 and A04 have limits of 400. WLA calculated at downstream end of exempted reach or end of effluent pipe.
Salt Creek and Lower Sangamon River | Sugar Creek | EOA-01 | Thayer STP | 001 | IL0059374 | Fecal Coliform | 200 | cfu/100 ml | WQ Standard | 0.0842 | DAF | 637.394 | mil. col./ d | ILG580260?? WLA calculated at downstream end of exempted reach or end of effluent pipe.
Salt Creek and Lower Sangamon River | Kickapoo Creek, Salt Creek | EIE-04, EI-02 | United Pentecostal Church | 001 | IL0059331 | Fecal Coliform | 200 | cfu/100 ml | WQ Standard | 0.03 | DAF | 227.1 | mil. col./ d | Exemption. WLA calculated at downstream end of exempted reach or end of effluent pipe.
Salt Creek and Lower Sangamon River | Kickapoo Creek, Salt Creek | EIE-04, EI-02 | Village of Downs- Mallard Point | 001 | IL0078328 | Fecal Coliform | 200 | cfu/100 ml | WQ Standard | 0.016 | DAF | 121.12 | mil. col./ d | Was Mallard Point Subd/ has permit limit of 400
Salt Creek and Lower Sangamon River | Sugar Creek | EOA-01 | Virden North STP | 001 | IL0023426 | Fecal Coliform | 200 | cfu/100 ml | WQ Standard | 0.2 | DAF | 1514 | mil. col./ d | Exemption. WLA calculated at downstream end of exempted reach or end of effluent pipe.
Salt Creek and Lower Sangamon River | S. Fork Sangamon | EO-01 | Virden SD East STP | 001 | IL0066087 | Fecal Coliform | 200 | cfu/100 ml | WQ Standard | 0.4 | DAF | 3028 | mil. col./ d | Exemption. WLA calculated at downstream end of exempted reach or end of effluent pipe.
Salt Creek and Lower Sangamon River | Lake Fork, Salt Creek | EIG-01, EI-02 | Warrensburg STP | 001 | IL0034215 | Fecal Coliform | 200 | cfu/100 ml | WQ Standard | 0.25 | DAF | 1892.5 | mil. col./ d | Exemption. WLA calculated at downstream end of exempted reach or end of effluent pipe.
Salt Creek and Lower Sangamon River | Kickapoo Creek, Salt Creek | EIE-05, EI-02 | Waynesville STP | 001 | IL0065447 | Fecal Coliform | 200 | cfu/100 ml | WQ Standard | 0.011 | DAF | 83.27 | mil. col./ d | Exemption. WLA calculated at downstream end of exempted reach or end of effluent pipe.
Salt Fork Vermilion River | South Fork Vermilion River | BPJ-03 | Country Club Manor Condos | 001 | IL0024619 | Fecal Coliform | 200 | cfu/100 ml | WQ Standard | 0.01/ 0.02 | DAF/DMF | 75.8/ 152 | mil. col./ d | Exemption. WLA calculated at downstream end of exempted reach or end of effluent pipe.
Salt Fork Vermilion River | South Fork Vermilion River | BPJ-03, BPJ-08, BPJ-10 | Country Club Manor Condos | 001 | IL0024619 | Nitrate Nitrogen | 10 | mg/L | WQ Standard | 0.01/ 0.02 | DAF/DMF | 0.83/ 1.67 | lbs./d | WQ standard
Salt Fork Vermilion River | South Fork Vermilion River | BPJ-03 | Country Manor MHP- Urbana | 001 | IL0027278 | Fecal Coliform | 200 | cfu/100 ml | WQ Standard | 0.003/ 0.009 | DAF/DMF | 22.7/ 68.2 | mil. col./ d | Exemption. WLA calculated at downstream end of exempted reach or end of effluent pipe.
Salt Fork Vermilion River | South Fork Vermilion River | BPJ-03, BPJ-08, BPJ-10 | Country Manor MHP- Urbana | 001 | IL0027278 | Nitrate Nitrogen | 10 | mg/L | WQ Standard | 0.003/ 0.009 | DAF/DMF | 0.25/ 0.75 | lbs./d | WQ standard
Salt Fork Vermilion River | South Fork Vermilion River | BPJ-03 | Fithian STP | 001 | ILG580060 | Fecal Coliform | 200 | cfu/100 ml | WQ Standard | 0.07/ 0.1 | DAF/DMF | 530/ 758 | mil. col./ d | Exemption. WLA calculated at downstream end of exempted reach or end of effluent pipe.
Salt Fork Vermilion River | South Fork Vermilion River | BPJ-03 | Fithian STP | 001 | ILG580060 | Nitrate Nitrogen | 10 | mg/L | WQ Standard | 0.07/ 0.1 | DAF/DMF | 5.84/ 8.35 | lbs./d | WQ standard
Salt Fork Vermilion River | South Fork Vermilion River | BPJ-03 | Gifford STP | 001 | ILG580214 | Fecal Coliform | 200 | cfu/100 ml | WQ Standard | 0.14/ 0.35 | DAF/DMF | 1060/ 2650 | mil. col./ d | Exemption. WLA calculated at downstream end of exempted reach or end of effluent pipe.
Salt Fork Vermilion River | South Fork Vermilion River | BPJ-03, BPJ-08, BPJ-10 | Gifford STP | 001 | ILG580214 | Nitrate Nitrogen | 10 | mg/L | WQ Standard | 0.14/ 0.35 | DAF/DMF | 11.69/ 29.22 | lbs./d | WQ standard
Salt Fork Vermilion River | South Fork Vermilion River | BPJ-03 | Oakwood STP | 001 | ILG580216 | Fecal Coliform | 200 | cfu/100 ml | WQ Standard | 0.22/ 0.55 | DAF/DMF | 1670/ 4170 | mil. col./ d | Exemption. WLA calculated at downstream end of exempted reach or end of effluent pipe.
Salt Fork Vermilion River | South Fork Vermilion River | BPJ-03 | Oakwood STP | 001 | ILG580216 | Nitrate Nitrogen | 10 | mg/L | WQ Standard | 0.22/ 0.55 | DAF/DMF | 18.37/ 45.92 | lbs./d | WQ standard
Salt Fork Vermilion River | South Fork Vermilion River | BPJ-03 | Oakwood Township High School | 001 | IL0055751 | Fecal Coliform | 200 | cfu/100 ml | WQ Standard | 0.025/ 0.063 | DAF/DMF | 189/ 477 | mil. col./ d | Exemption. WLA calculated at downstream end of exempted reach or end of effluent pipe.
Salt Fork Vermilion River | South Fork Vermilion River | BPJ-03 | Oakwood Township High School | 001 | IL0055751 | Nitrate Nitrogen | 10 | mg/L | WQ Standard | 0.025/ 0.063 | DAF/DMF | 2.09/ 5.26 | lbs./d | WQ standard
Salt Fork Vermilion River | South Fork Vermilion River | BPJ-03 | Ogden STP | 001 | ILG580132 | Fecal Coliform | 200 | cfu/100 ml | WQ Standard | 0.093/ 0.35 | DAF/DMF | 705/ 2620 | mil. col./ d | Exemption. WLA calculated at downstream end of exempted reach or end of effluent pipe.
Salt Fork Vermilion River | South Fork Vermilion River | BPJ-03, BPJ-10 | Ogden STP | 001 | ILG580132 | Nitrate Nitrogen | 10 | mg/L | WQ Standard | 0.093/ 0.35 | DAF/DMF | 7.76/ 28.89 | lbs./d | WQ standard
Salt Fork Vermilion River | South Fork Vermilion River | BPJ-03 | Rantoul STP | 001 | IL0022128 | Fecal Coliform | 200 | cfu/100 ml | WQ Standard | 4.33/ 8.65 | DAF/DMF | 3280/ 6550 | mil. col./ d | has limit of 200/400 in permit, Previously had Exemption
Salt Fork Vermilion River | South Fork Vermilion River | BPJ-03, BPJ-08, BPJ-10 | Rantoul STP | 001 | IL0022128 | Nitrate Nitrogen | 10 | mg/L | WQ Standard | 4.33/ 8.65 | DAF/DMF | 361.53/ 722.22 | lbs./d | WQ standard
Salt Fork Vermilion River | South Fork Vermilion River | BPJ-03 | St. Joseph SD STP | 001 | IL0023086 | Fecal Coliform | 200 | cfu/100 ml | WQ Standard | 0.42/ 1.05 | DAF/DMF | 4240/ 13600 | mil. col./ d | Exemption. WLA calculated at downstream end of exempted reach or end of effluent pipe.
Salt Fork Vermilion River | South Fork Vermilion River | BPJ-03, BPJ-08, BPJ-10 | St. Joseph SD STP | 001 | IL0023086 | Nitrate Nitrogen | 10 | mg/L | WQ Standard | 0.42/ 1.05 | DAF/DMF | 46.76/ 149.45 | lbs./d | WQ standard
Salt Fork Vermilion River | South Fork Vermilion River | BPJ-03, BPJ-08, BPJ-10 | Urbana-Champaign SD NE STP- 001 | 001 | IL0031500 | Nitrate Nitrogen | 10 | mg/L | WQ Standard | 17.3/ 34.6 | DAF/DMF | 1444.44/ 2888.88 | lbs./d | WQ standard
Salt Fork Vermilion River | South Fork Vermilion River | BPJ-03, BPJ-08, BPJ-10 | Urbana-Champaign SD NE STP- Excess Flow | 001, 002 | IL0031500 | Nitrate Nitrogen | 10 | mg/L | WQ Standard | Excess Flow | high flow only | 13 | lbs./d
Salt Fork Vermilion River | South Fork Vermilion River | BPJ-03 | Urbana-Champaign SD NE STP- Excess Flow/ 003 has limit of 400 | 002 | IL0031500 | Fecal Coliform | 200 | cfu/100 ml | WQ Standard |  | high flow only | 1160 | mil. col./ d | has limit of 200/400 in permit
Salt Fork Vermilion River | South Fork Vermilion River | BPJ-03 | Urbana-Champaign SD NE STP-001 | 001 | IL0031500 | Fecal Coliform | 200 | cfu/100 ml | WQ Standard | 17.3/ 34.6 | DAF/DMF | 131000/ 262000 | mil. col./ d | Has permit limit of 400, Previously had Exemption
Sangamon River/ Lake Decatur | Lake Decatur | REA | Argenta-Oreana Middle School STP | 001 | IL0047643 | Nitrate Nitrogen | 10 | mg/L | WQ Standard | 0.038 | DMF | 3.1 | lbs./d | Terminated
Sangamon River/ Lake Decatur | Sangamon River | E-29, E-18 | Fisher STP | 001 | IL0021016 | Fecal Coliform | 200 | cfu/100 ml | WQ Standard | 0.2 | DAF | 1520 | mil. col./ d | Permit has limit of 200/400. Exemption. WLA calculated at downstream end of exempted reach or end of effluent pipe.
Sangamon River/ Lake Decatur | Owl Creek | EZV | Fisher STP | 001 | IL0021016 | Phosphorus, Total | 1.67 | mg/L | TMDL Calculated | 0.2 | DAF | 2.78 | lbs./d | Permit has 2.8 lbs./day (monthly average). Concentration in TMDL is 1.67 mg/L TP.
Sangamon River/ Lake Decatur | Lake Decatur | REA | Fisher STP | 001 | IL0021016 | Nitrate Nitrogen | 10 | mg/L | WQ Standard | 0.2 | DAF | 16.8 | lbs./d | Monitoring, no limits in permit
Sangamon River/ Lake Decatur | Sangamon River | E-29, E-18 | Gibson City WPCF | 001 | IL0023281 | Fecal Coliform | 200 | cfu/100 ml | WQ Standard | 0.575 | DAF | 4360 | mil. col./ d | Exemption. WLA calculated at downstream end of exempted reach or end of effluent pipe.
Sangamon River/ Lake Decatur | Sangamon River | E-29, E-18 | Gibson City WPCF | A01 | IL0023281 | Fecal Coliform | 200 | cfu/100 ml | WQ Standard |  | high flow only | 17900 | mil. col./ d | Shared WLA with Mahomet STP overflows/ permit has limit of 400
Sangamon River/ Lake Decatur | Lake Decatur | REA | Gibson City WPCF | 001 | IL0023281 | Nitrate Nitrogen | 10 | mg/L | WQ Standard | 0.575 | DAF | 48.4 | lbs./d | Monitoring, no limits in permit.
Sangamon River/ Lake Decatur | Lake Decatur | REA | Gibson City WPCF | A01 | IL0023281 | Nitrate Nitrogen | 10 | mg/L | WQ Standard |  | high flow only | 688 | lbs./d | Combined WLA/ Monitoring, no limits in permit
Sangamon River/ Lake Decatur | Sangamon River | E-29, E-18 | Mahomet STP | 001 | IL0024414 | Fecal Coliform | 200 | cfu/100 ml | WQ Standard | 0.5 | DAF | 3790 | mil. col./ d | Permit has limit of 200/400. Previously had exemption
Sangamon River/ Lake Decatur | Sangamon River | E-29, E-18 | Mahomet STP | A01 | IL0024414 | Fecal Coliform | 200 | cfu/100 ml | WQ Standard |  | high flow only | 17900 | mil. col./ d | Shared WLA with Gibson City STP overflows/ permit has limit of 400
Sangamon River/ Lake Decatur | Lake Decatur | REA | Mahomet STP | 001 | IL0024414 | Nitrate Nitrogen | 10 | mg/L | WQ Standard | 0.5 | DAF | 41.7 | lbs./d | No limit in permit
Sangamon River/ Lake Decatur | Lake Decatur | REA | Mahomet STP | A01 | IL0024414 | Nitrate Nitrogen | 10 | mg/L | WQ Standard |  | high flow only | 688 | lbs./d | Combined WLA/ No limit in permit
Sangamon River/ Lake Decatur | Sangamon River | E-18 | Monticello WPCF | A01/A02 | IL0029980 | Fecal Coliform | 200 | cfu/100 ml | WQ Standard |  | high flow only | 44400 | mil. col./ d | Shared WLA/ permit limit of 200
Sangamon River/ Lake Decatur | Sangamon River | E-18 | Monticello WPCF | 001/002 | IL0029980 | Fecal Coliform | 200 | cfu/100 ml | WQ Standard | 1 | DAF | 7580 | mil. col./ d | Permit has limit of 200/400. Previously had exemption
Sangamon River/ Lake Decatur | Lake Decatur | REA | Monticello WPCF | A01/A02 | IL0029980 | Nitrate Nitrogen | 10 | mg/L | WQ Standard |  | high flow only | 688 | lbs./d | Combined WLA/ No limit in permit
Sangamon River/ Lake Decatur | Lake Decatur | REA | Monticello WPCF | 001/002 | IL0029980 | Nitrate Nitrogen | 10 | mg/L | WQ Standard | 1 | DAF | 83.6 | lbs./d | Monitoring, no limits in permit
Sangamon River/ Lake Decatur | Sangamon River | E-29, E-18 | Sangamon Valley PWD STP | 001 | IL0046141 | Fecal Coliform | 200 | cfu/100 ml | WQ Standard | 0.4 | DAF | 3030 | mil. col./ d | Permit has limit of 200/400, Previously had exemption
Sangamon River/ Lake Decatur | Lake Decatur | REA | Sangamon Valley PWD STP | 001 | IL0046141 | Nitrate Nitrogen | 10 | mg/L | WQ Standard | 0.4 | DAF | 33.3 | lbs./d | Monitoring, no limits in permit
Sangamon River/ Lake Decatur | Lake Decatur | REA | Univ-Allerton Park and IL 4H Camp | 001 | IL0053325 | Nitrate Nitrogen | 10 | mg/L | WQ Standard | 0.056 | DAF | 4.6 | lbs./d | No limit in permit
Shoal Creek | Shoal Creek | OI-08, OI-09 | Sorento WTP | 001 | ILG640149 | Fecal Coliform | 200 | cfu/100 ml | WQ Standard | 0.017 |  | 129 | mil. col./ d | permit terminated
Skillet Fork | Skillet Fork | CA-03 | Beaver Creek School STP | 001 | IL0024643 | Fecal Coliform | 200 | cfu/100 ml | WQ Standard | 0.0125 | DAF | 95 | mil. col./ d | Exemption. WLA calculated at downstream end of exempted reach or end of effluent pipe.
Skillet Fork | Skillet Fork | CA-03 | Belle Rive STP | 001 | ILG580129 | Fecal Coliform | 200 | cfu/100 ml | WQ Standard | 0.048 | DAF | 360 | mil. col./ d | Exemption. WLA calculated at downstream end of exempted reach or end of effluent pipe.
Skillet Fork | Skillet Fork | CA-03, CA-05 | Bluford STP | 001 | IL0046957 | Fecal Coliform | 200 | cfu/100 ml | WQ Standard | 0.06 | DAF | 450 | mil. col./ d | Exemption. WLA calculated at downstream end of exempted reach or end of effluent pipe.
Skillet Fork | Skillet Fork | CA-03 | Dahlgren STP | 001 | ILG580080 | Fecal Coliform | 200 | cfu/100 ml | WQ Standard | 0.05 | DAF | 380 | mil. col./ d | Exemption. WLA calculated at downstream end of exempted reach or end of effluent pipe.
Skillet Fork | Skillet Fork | CA-03 | Enfield East SSTP | 001 | ILG580108 | Fecal Coliform | 200 | cfu/100 ml | WQ Standard | 0.05 | DAF | 380 | mil. col./ d | Exemption. WLA calculated at downstream end of exempted reach or end of effluent pipe.
Skillet Fork | Skillet Fork | CA-03 | Enfield West STP | 001 | ILG580105 | Fecal Coliform | 200 | cfu/100 ml | WQ Standard | 0.025 | DAF | 190 | mil. col./ d | Exemption. WLA calculated at downstream end of exempted reach or end of effluent pipe.
Skillet Fork | Skillet Fork | CA-03, CA-05, CA-06 | IL DNR Stephen Forbes State Park- Shower Bldg | 001 | IL0068977 | Fecal Coliform | 200 | cfu/100 ml | WQ Standard | 0.006 | DAF | 45 | mil. col./ d | Permit has limit of 400
Skillet Fork | Stephen Forbes Lake | RCD | IL DNR Stephen Forbes State Park- Shower Bldg | 001 | IL0068977 | Phosphorus, Total | 4 | mg/L | TMDL Modeling |  |  | 0.07 | lbs./d | Monitoring, no limit/ DAF is 0.00406 MGD
Skillet Fork | Skillet Fork | CA-03, CA-05, CA-06 | IL DNR-Stephen Forbes State Park- Concession Bldg | 001 | IL0073903 | Fecal Coliform | 200 | cfu/100 ml | WQ Standard | 0.004 | DAF | 30 | mil. col./ d | Permit has limit of 400
Skillet Fork | Stephen Forbes Lake | RCD | IL DNR-Stephen Forbes State Park- Concession Bldg | 001 | IL0073903 | Phosphorus, Total | 4 | mg/L | TMDL Modeling |  |  | 0.1 | lbs./d | Monitoring, no limit/ DAF is 0.006 MGD
Skillet Fork | Skillet Fork | CA-03 | IL DOT- I64 Jefferson Co West STD | 001 | IL0068829 | Fecal Coliform | 200 | cfu/100 ml | WQ Standard | 0.006 | DAF | 45 | mil. col./ d | Permit has limit of 200/400. Previously had exemption
Skillet Fork | Skillet Fork | CA-03, CA-05, CA-06 | Iuka STP | 001 | ILG580146 | Fecal Coliform | 200 | cfu/100 ml | WQ Standard | 0.043 | DAF | 330 | mil. col./ d | Exemption. WLA calculated at downstream end of exempted reach or end of effluent pipe.
Skillet Fork | Skillet Fork | CA-03 | Mill Shoals STP | 001 | ILG580195 | Fecal Coliform | 200 | cfu/100 ml | WQ Standard | 0.0382 | DAF | 290 | mil. col./ d | Exemption. WLA calculated at downstream end of exempted reach or end of effluent pipe.
Skillet Fork | Skillet Fork | CA-03 | Springerton STP | 001 | IL0054496 | Fecal Coliform | 200 | cfu/100 ml | WQ Standard | 0.02 | DAF | 150 | mil. col./ d | Exemption. WLA calculated at downstream end of exempted reach or end of effluent pipe.
Skillet Fork | Skillet Fork | CA-03, CA-05 | Wayne City South STP | 001 | ILG580220 | Fecal Coliform | 200 | cfu/100 ml | WQ Standard | 0.19 | DAF | 1400 | mil. col./ d | Exemption. WLA calculated at downstream end of exempted reach or end of effluent pipe.
Skillet Fork | Skillet Fork | CA-03, CA-05, CA-06 | Xenia STP | 001 | ILG580029 | Fecal Coliform | 200 | cfu/100 ml | WQ Standard | 0.055 | DAF | 420 | mil. col./ d | Exemption. WLA calculated at downstream end of exempted reach or end of effluent pipe.
Sugar Creek/ Paris Twin Lakes | Sugar Creek | BM-02 | Paris STP | 001 | IL0021377 | Fecal Coliform | 200 | cfu/100 ml | WQ Standard | 1.4/ 4.0 | DAF/ DMF | 10766/ 30287 | mil. col./ d | Exemption. WLA calculated at downstream end of exempted reach or end of effluent pipe.
Sugar Creek/ Paris Twin Lakes | Sugar Creek | BM-02 | Paris STP | 003 | IL0021377 | Fecal Coliform | 200 | cfu/100 ml | WQ Standard | 0.47 | Average Flow | 3588 | mil. col./ d | Permit has limit of 400
Sugar Creek/ Paris Twin Lakes | Sugar Creek | BM-02 | Paris STP | A01 | IL0021377 | Fecal Coliform | 200 | cfu/100 ml | WQ Standard | 1.32 | Average Flow | 9963 | mil. col./ d | Permit has limit of 400
Thorn Creek | Thorn Creek | HBD-06 | Aqua Illinois - Universtity Park WWTF | 001 | IL0024473 | Zinc |  |  | WQ Standards | 2.43/6.44 | DAF/DMF | 4.2 | lbs/day
Thorn Creek | Deer Creek | HBDC | Aqua Illinois - Universtity Park WWTF | 001 | IL0024473 | Fecal Coliform | 200 | cfu/100 ml | WQ Standards | 2.43/6.44 | DAF/DMF | 48576 | mil col/day | Exemption. WLA calculated at downstream end of exempted reach or end of effluent pipe.
Thorn Creek | Thorn/Deer Creek(s) | HBD-02/HBD-04/HBD-06/HBDC-02 | Chicago Heights MS4 | Various (MS4 Discharge) | ILR400174 | Ammonia-N |  |  |  | 56.6/68.6/85/1.86 | Various (MS4 Discharge) | 212 | lbs/day
Thorn Creek | Thorn Creek | HBD-02/HBD-04 | Country Club Hills MS4 | Various (MS4 Discharge) | ILR400177 | Ammonia-N |  |  |  | 1.61/1.95 | Various (MS4 Discharge) | 3.56 | lbs/day
Thorn Creek | Thorn/North/Deer Creek(s) | HBD-02/HBD-04/HBDA-01/HBDC-02 | Crete MS4 | Various (MS4 Discharge) | ILR400321 | Ammonia-N |  |  |  | 36.4/44.1/.05/9.16 | Various (MS4 Discharge) | 89.7 | lbs/day
Thorn Creek | Butterfield Creek | HBDB-03 | Ely's Mobile Home Park | 001 | IL0056065 | Fecal Coliform | 200 | cfu/100 ml | WQ Standards | .006/.015 | DAF/DMF | 114 | mil col/day | Exemption. WLA calculated at downstream end of exempted reach or end of effluent pipe.
Thorn Creek | Thorn Creek | HBD-02/HBD-04/HBD-06 | Flossmoor MS4 | Various (MS4 Discharge) | ILR400337 | Ammonia-N |  |  |  | 15.8/19.1/.96 | Various (MS4 Discharge) | 35.8 | lbs/day
Thorn Creek | Thorn/North/Deer Creek(s) | HBD-02/HBD-04/HBDA-01/HBDC-02 | Ford Heights MS4 | Various (MS4 Discharge) | ILR400191 | Ammonia-N |  |  |  | 10.3/12.5/.11/2.22 | Various (MS4 Discharge) | 25.1 | lbs/day
Thorn Creek | Thorn Creek | HBD-02/HBD-04 | Frankfort MS4 | Various (MS4 Discharge) | ILR400194 | Ammonia-N |  |  |  | .65/.79 | Various (MS4 Discharge) | 1.44 | lbs/day
Thorn Creek | Thorn/North/Deer Creek(s) | HBD-02/HBD-04/HBD-06/HBDA-01/HBDC-02 | Glenwood MS4 | Various (MS4 Discharge) | ILR400344 | Ammonia-N |  |  |  | 16.2/19.6/.51/.25/.8 | Various (MS4 Discharge) | 37.4 | lbs/day
Thorn Creek | Thorn Creek | HBD-02/HBD-04 | Homewood MS4 | Various (MS4 Discharge) | ILR400357 | Ammonia-N |  |  |  | 9.84/11.9 | Various (MS4 Discharge) | 21.7 | lbs/day
Thorn Creek | Thorn/North Creek(s) | HBD-02/HBD-04/HBDA-01 | Lansing MS4 | Various (MS4 Discharge) | ILR400373 | Ammonia-N |  |  |  | 17/23.2/1.09 | Various (MS4 Discharge) | 41.3 | lbs/day
Thorn Creek | Thorn/North/Deer Creek(s) | HBD-02/HBD-04/HBDA-01/HBDC-02 | Lynwood MS4 | Various (MS4 Discharge) | ILR400380 | Ammonia-N |  |  |  | 15.94/40.25 | Various (MS4 Discharge) | 63.5 | lbs/day
Thorn Creek | Thorn Creek | HBD-02/HBD-04/HBD-06 | Matteson MS4 | Various (MS4 Discharge) | ILR400383 | Ammonia-N |  |  |  | 15.94/40.25 | Various (MS4 Discharge) | 92.4 | lbs/day
Thorn Creek | Thorn/Deer Creek(s) | HBD-02/HBD-03/HBD-04/HBD-06/HBDC-02 | Monee MS4 | Various (MS4 Discharge) | ILR400088 | Ammonia-N |  |  |  | 15.94/40.25 | Various (MS4 Discharge) | 29 | lbs/day | Permit Number incorrectly identified as ‘ILG870335’ in TMDL report.
Thorn Creek | Thorn Creek | HBD-02/HB-04/HBD-06 | Olympia Fields MS4 | Various (MS4 Discharge) | ILR400413 | Ammonia-N |  |  |  | 17.1/20.7/1.29 | Various (MS4 Discharge) | 39.1 | lbs/day
Thorn Creek | Butterfield Creek | HBDA-01 | Paradise Park MHP | 001 | IL0026794 | Ammonia-N |  |  |  | 0.064 | DAF | 0.8 | lbs/day
Thorn Creek | North Creek | HBDA-01 | Paradise Park MHP | 001 | IL0026794 | Fecal Coliform | 200 | cfu/100 ml | WQ Standards | .0645/.16 | DAF/DMF | 1211 | mil col/day | Exemption. WLA calculated at downstream end of exempted reach or end of effluent pipe.
Thorn Creek | Thorn Creek | HBD-05 | Park Forest Excess Flow Facility | 001 | IL0047562 | Fecal Coliform | 200 | cfu/100 ml | WQ Standards | No Limit/2.8 | DAF/DMF | 21350 | mil col/day | Exemption. WLA calculated at downstream end of exempted reach or end of effluent pipe.
Thorn Creek | Thorn Creek | HBD-02/HBD-03/HBD-04/HBD-06 | Park Forest MS4 | Various (MS4 Discharge) | ILR400421 | Ammonia-N |  |  |  | 29.2/30/35.3/48.6 | Various (MS4 Discharge) | 143 | lbs/day
Thorn Creek | Thorn/North/Deer Creek(s) | HBD-02/HBD-04/HBD-06/HBDA-01/HBDC-02 | Sauk Village MS4 | Various (MS4 Discharge) | ILR400441 | Ammonia-N |  |  |  | 22.7/27.5/0.0/1.03/1.68 | Various (MS4 Discharge) | 52.9 | lbs/day
Thorn Creek | Thorn/Deer Creek(s) | HBD-02/HBD-03/HBD-04/HBD-06/HBDC-02 | South Chicago Heights MS4 | Various (MS4 Discharge) | ILR400449 | Ammonia-N |  |  |  | 9.37/.04/11.3/14.6/.39 | Various (MS4 Discharge) | 35.8 | lbs/day
Thorn Creek | Thorn Creek | HBD-04/HBD-06 | South Holland MS4 | Various (MS4 Discharge) | ILR400451 | Ammonia-N |  |  |  | 10.2/0.0 | Various (MS4 Discharge) | 10.2 | lbs/day
Thorn Creek | Thorn/North/Deer Creek(s) | HBD-02/HBD-04/HBD-06/HBDA-01/HBDC-02 | Steger MS4 | Various (MS4 Discharge) | ILR400455 | Ammonia-N |  |  |  | 20.8/25.2/13.8/.02/3.35 | Various (MS4 Discharge) | 63.1 | lbs/day
Thorn Creek | Butterfield Creek | HBDB-03 | TCSB - Homewood Excess Flow Treatment Plant | 001 | IL0029211 | Fecal Coliform | 200 | cfu/100 ml | WQ Standards | No Limit/18.5 | DAF/DMF | 140060 | mil col/day | Exemption. WLA calculated at downstream end of exempted reach or end of effluent pipe.
Thorn Creek | Thorn Creek | DT-22 | Thorn Creek Basin SD STP | 001 | IL0027723 | Fecal Coliform | 200 | cfu/100 ml | WQ Standards | 15.94/40.25 | DAF/DMF | 304726 | mil col/day | Exemption. WLA calculated at downstream end of exempted reach or end of effluent pipe.
Thorn Creek | Thorn Creek | HBD-04 | Thorn Creek Basin SD STP | 001 | IL0027723 | Chloride | 500 | mg/L | WQ Standards | 15.94/40.25 | DAF/DMF | 167949 | lbs/day
Thorn Creek | Thorn Creek | HBD-06 | Thorn Creek Basin SD STP | 001 | IL0027723 | Ammonia-N |  |  |  | 15.94/40.25 | DAF/DMF | 226 | lbs/day
Thorn Creek | Thorn Creek | HBD-02/HBD-04 | Thornton MS4 | Various (MS4 Discharge) | ILR400459 | Ammonia-N |  |  |  | 8.81/13 | Various (MS4 Discharge) | 21.8 | lbs/day
Thorn Creek | Thorn/Deer Creek(s) | HBD-02/HBD-03/HBD-04/HBD-06/HBDC-02 | University Park MS4 | Various (MS4 Discharge) | ILR400250 | Ammonia-N |  |  |  | 42.0/70.3/51.9/44.2/2.79 | Various (MS4 Discharge) | 212 | lbs/day
Upper Big Muddy | Upper Big Muddy River | IL_N-11 | Benton Northwest STP | 001 (Combined A01 and B01), 003, 004 | IL0022365 | Fecal coliform | 200 | cfu/100ml | WQ Standard | 1.01 | DAF | 7650000000 | fecal coliform colonies/day | No disinfection exemption (400 cfu / 100 mL Daily Max)
Upper Big Muddy | Upper Big Muddy River | IL_N-11 | Christopher STP | '001 | IL0020851 | Fecal coliform | 200 | cfu/100ml | WQ Standard | 0.768 | DAF | 5810000000 | fecal coliform colonies/day | Exemption. WLA calculated at downstream end of exempted reach or end of effluent pipe.
Upper Big Muddy | Upper Big Muddy River | IL_N-11 | Hanaford STP | '001 | ILG580221 | Fecal coliform | 200 | cfu/100ml | WQ Standard | 0.042 | DAF | 318000000 | fecal coliform colonies/day | Exemption. WLA calculated at downstream end of exempted reach or end of effluent pipe.
Upper Big Muddy | Middle Fork Big Muddy | IL_NH-06 | Hanaford STP | '001 | ILG580221 | Fecal coliform | 200 | cfu/100ml | WQ Standard | 0.042 | DAF | 318000000 | fecal coliform colonies/day | Exemption. WLA calculated at downstream end of exempted reach or end of effluent pipe.
Upper Big Muddy | Upper Big Muddy River | IL_N-11 | Hill City Apartments - Benton | '001 | IL0061760 | Fecal coliform | 200 | cfu/100ml | WQ Standard | 0.004 | DAF | 30300000 | fecal coliform colonies/day | Exemption. WLA calculated at downstream end of exempted reach or end of effluent pipe.
Upper Big Muddy | Middle Fork Big Muddy | IL_NH-06 | Hill City Apartments - Benton | '001 | IL0061760 | Fecal coliform | 200 | cfu/100ml | WQ Standard | 0.004 | DAF | 30300000 | fecal coliform colonies/day | Exemption. WLA calculated at downstream end of exempted reach or end of effluent pipe.
Upper Big Muddy | Lake Creek | IL_NGA-02 | Johnson City STP | 001, A01 | IL0029301 | Dissolved Oxygen (Ammonia-Nitrogen) | 5 | mg/L | TMDL Target | 0.55 | DAF | 6.88 | lbs/day
Upper Big Muddy | Upper Big Muddy River | IL_N-11 | LB Camping Sesser STP | 001 | IL0050466 | Fecal coliform | 200 | cfu/100ml | WQ Standard | 0.0051 | DAF | 38600000 | fecal coliform colonies/day | No disinfection exemption (400 cfu /100 mL Daily Max)
Upper Big Muddy | Upper Big Muddy River | IL_N-11 | Orient STP | '001 | ILG580272 | Fecal coliform | 200 | cfu/100ml | WQ Standard | 0.0752 | DAF | 556000000 | fecal coliform colonies/day | Exemption. WLA calculated at downstream end of exempted reach or end of effluent pipe.
Upper Big Muddy | Middle Fork Big Muddy | IL_NH-06 | Rend Lake Conservation District STP | '001 | IL0065111 | Fecal coliform | 200 | cfu/100ml | WQ Standard | 0.5 | DAF | 3790000000 | fecal coliform colonies/day | Exemption. WLA calculated at downstream end of exempted reach or end of effluent pipe.
Upper Big Muddy | Upper Big Muddy River | IL_N-11 | Rend Lake Conservation District STP | '001 | IL0065111 | Fecal coliform | 200 | cfu/100ml | WQ Standard | 0.5 | DAF | 3790000000 | fecal coliform colonies/day | Exemption. WLA calculated at downstream end of exempted reach or end of effluent pipe.
Upper Big Muddy | West Frankfort New | IL_RNQ | Thompsonville STP | '001 | IL0072478 | Phosphorus, Total | 0.05 | mg/L | TMDL Target | 0.087 | DAF | 0.67 | lbs/day
Upper Big Muddy | Upper Big Muddy River | IL_N-11 | Valier STP | '001 | ILG580083 | Fecal coliform | 200 | cfu/100ml | WQ Standard | 0.08 | DAF | 606000000 | fecal coliform colonies/day | Exemption. WLA calculated at downstream end of exempted reach or end of effluent pipe.
Upper Big Muddy | Upper Big Muddy River | IL_N-11 | West City STP | '001 | ILG580215 | Fecal coliform | 200 | cfu/100ml | WQ Standard | 0.1 | DAF | 775000000 | fecal coliform colonies/day | Exemption. WLA calculated at downstream end of exempted reach or end of effluent pipe.
Upper Big Muddy | Upper Big Muddy River | IL_N-11 | West Frankfort STP | '001, A01 | IL0031704 | Fecal coliform | 200 | cfu/100ml | WQ Standard | 1.4 | DAF | 10600000000 | fecal coliform colonies/day | Exemption. WLA calculated at downstream end of exempted reach or end of effluent pipe.
Upper Fox River - Chain O' Lakes | Lake Catherine | RTD | Antioch Village | Various (MS4 Discharge) | ILR400281 | Phosphorus | 0.05 | mg/L | TMDL Target |  |  | 0.31 | lbs/day
Upper Fox River - Chain O' Lakes | Lake Marie | RTR | Antioch Village | Various (MS4 Discharge) | ILR400281 | Phosphorus | 0.05 | mg/L | TMDL Target |  |  | 0.161 | lbs/day
Upper Fox River - Chain O' Lakes | Antioch Lake | RTT | Antioch Village | Various (MS4 Discharge) | ILR400281 | Phosphorus | 0.05 | mg/L | TMDL Target |  |  | 0.079 | lbs/day
Upper Fox River - Chain O' Lakes | Davis Lake | STQ | Antioch Village | Various (MS4 Discharge) | ILR400281 | Phosphorus | 0.05 | mg/L | TMDL Target |  |  | 0.0004 | lbs/day
Upper Fox River - Chain O' Lakes | Tranquility Lake | UTW | Antioch Village | Various (MS4 Discharge) | ILR400281 | Phosphorus | 0.05 | mg/L | TMDL Target |  |  | 0.156 | lbs/day
Upper Fox River - Chain O' Lakes | McGreal Lake | UTX | Antioch Village | Various (MS4 Discharge) | ILR400281 | Phosphorus | 0.05 | mg/L | TMDL Target |  |  | 0.001 | lbs/day
Upper Fox River - Chain O' Lakes | Wooster Lake | RTZH | Camp Henry Horner STP | 001 | IL0054615 | Phosphorus | 0.05 | mg/L | TMDL Target | 0.014 / 0.035 |  | 0.45 / (N/A) | lbs/day (DAF) / (DMF) | No numerical effluent limit for phosphorus at this facility, total WLA based on measured phosphorus concentrations and facility design flows (DAF)
Upper Fox River - Chain O' Lakes | Long Lake | RTJ | Camp Hickory | 001 | IL0046043 | Phosphorus | 0.05 | mg/L | TMDL Target | 0.014 / 0.035 |  | 0.58 / (N/A) | lbs/day (DAF) / (DMF)
Upper Fox River - Chain O' Lakes | Pistakee Lake | RTU | City of Woodstock-North STP | 001 | IL0031861 | Phosphorus | 0.05 | mg/L | TMDL Target | 3.5 / 10.5 |  | 29.2 / (N/A) | lbs/day (DAF) / (DMF)
Upper Fox River - Chain O' Lakes | Long Lake | RTJ | Dayspring Bible College and Seminary STP | 001 | IL0050661 | Phosphorus | 0.05 | mg/L | TMDL Target | 0.03 / 0.075 |  | 1.25 / (N/A) | lbs/day (DAF) / (DMF)
Upper Fox River - Chain O' Lakes | Fox Lake | RTF | Fox Lake Village | Various (MS4 Discharge) | ILR400339 | Phosphorus | 0.05 | mg/L | TMDL Target |  |  | 0.199 | lbs/day
Upper Fox River - Chain O' Lakes | Grass Lake | RTQ | Fox Lake Village | Various (MS4 Discharge) | ILR400339 | Phosphorus | 0.05 | mg/L | TMDL Target |  |  | 0.0021 | lbs/day
Upper Fox River - Chain O' Lakes | Pistakee Lake | RTU | Fox Lake Village | Various (MS4 Discharge) | ILR400339 | Phosphorus | 0.05 | mg/L | TMDL Target |  |  | 0.37 | lbs/day
Upper Fox River - Chain O' Lakes | Nippersink | RTUA | Fox Lake Village | Various (MS4 Discharge) | ILR400339 | Phosphorus | 0.05 | mg/L | TMDL Target |  |  | 0.011 | lbs/day
Upper Fox River - Chain O' Lakes | Redhead Lake | RTV | Fox Lake Village | Various (MS4 Discharge) | ILR400339 | Phosphorus | 0.05 | mg/L | TMDL Target |  |  | 0.042 | lbs/day
Upper Fox River - Chain O' Lakes | Duck Lake | RTZG | Fox Lake Village | Various (MS4 Discharge) | ILR400339 | Phosphorus | 0.05 | mg/L | TMDL Target |  |  | 0.06 | lbs/day
Upper Fox River - Chain O' Lakes | Wooster Lake | RTZH | Fox Lake Village | Various (MS4 Discharge) | ILR400339 | Phosphorus | 0.05 | mg/L | TMDL Target |  |  | 0.047 | lbs/day
Upper Fox River - Chain O' Lakes | Dunn’s Lake | VTH | Fox Lake Village | Various (MS4 Discharge) | ILR400339 | Phosphorus | 0.05 | mg/L | TMDL Target |  |  | 0.048 | lbs/day
Upper Fox River - Chain O' Lakes | Turner Lake | VTZA | Fox Lake Village | Various (MS4 Discharge) | ILR400339 | Phosphorus | 0.05 | mg/L | TMDL Target |  |  | 0.153 | lbs/day
Upper Fox River - Chain O' Lakes | Long Lake | RTJ | Fremont School District #79 | 001 | IL0034746 | Phosphorus | 0.05 | mg/L | TMDL Target | 0.01 / 0.04 |  | 0.42 / (N/A) | lbs/day (DAF) / (DMF)
Upper Fox River - Chain O' Lakes | Long Lake | RTJ | Grayslake Village | Various (MS4 Discharge) | ILR400202 | Phosphorus | 0.05 | mg/L | TMDL Target |  |  | 0.259 | lbs/day
Upper Fox River - Chain O' Lakes | Long Lake | RTJ | Hainesville Village | Various (MS4 Discharge) | ILR400205 | Phosphorus | 0.05 | mg/L | TMDL Target |  |  | 0.348 | lbs/day
Upper Fox River - Chain O' Lakes | Long Lake | RTJ | Hawthorn Woods Village | Various (MS4 Discharge) | ILR400209 | Phosphorus | 0.05 | mg/L | TMDL Target |  |  | 0.131 | lbs/day
Upper Fox River - Chain O' Lakes | Fish-Duncan Lake | VTK | Island Lake Village | Various (MS4 Discharge) | ILR400632 | Phosphorus | 0.05 | mg/L | TMDL Target |  |  | 0.002 | lbs/day
Upper Fox River - Chain O' Lakes | Pistakee Lake | RTU | Johnsburg Village | Various (MS4 Discharge) | ILR400489 | Phosphorus | 0.05 | mg/L | TMDL Target |  |  | 0.178 | lbs/day
Upper Fox River - Chain O' Lakes | Fox Lake | RTF | Lake Villa Village | Various (MS4 Discharge) | ILR400369 | Phosphorus | 0.05 | mg/L | TMDL Target |  |  | 0.03 | lbs/day
Upper Fox River - Chain O' Lakes | Long Lake | RTJ | Lake Villa Village | Various (MS4 Discharge) | ILR400369 | Phosphorus | 0.05 | mg/L | TMDL Target |  |  | 0.424 | lbs/day
Upper Fox River - Chain O' Lakes | Lake Marie | RTR | Lake Villa Village | Various (MS4 Discharge) | ILR400369 | Phosphorus | 0.05 | mg/L | TMDL Target |  |  | 0.164 | lbs/day
Upper Fox River - Chain O' Lakes | Pistakee Lake | RTU | Lakemoor Village | Various (MS4 Discharge) | ILR400371 | Phosphorus | 0.05 | mg/L | TMDL Target |  |  | 0.574 | lbs/day
Upper Fox River - Chain O' Lakes | Fish-Duncan Lake | VTK | Lakemoor Village | Various (MS4 Discharge) | ILR400371 | Phosphorus | 0.05 | mg/L | TMDL Target |  |  | 0.109 | lbs/day
Upper Fox River - Chain O' Lakes | Lake Marie | RTR | Lindenhurst Village | Various (MS4 Discharge) | ILR400276 | Phosphorus | 0.05 | mg/L | TMDL Target |  |  | 0.0002 | lbs/day
Upper Fox River - Chain O' Lakes | Pistakee Lake | RTU | McHenry City | Various (MS4 Discharge) | ILR400385 | Phosphorus | 0.05 | mg/L | TMDL Target |  |  | 0.139 | lbs/day
Upper Fox River - Chain O' Lakes | Long Lake | RTJ | Mundelein Village | Various (MS4 Discharge) | ILR400395 | Phosphorus | 0.05 | mg/L | TMDL Target |  |  | 0.121 | lbs/day
Upper Fox River - Chain O' Lakes | Long Lake | RTJ | Round Lake Beach Village | Various (MS4 Discharge) | ILR400439 | Phosphorus | 0.05 | mg/L | TMDL Target |  |  | 0.883 | lbs/day
Upper Fox River - Chain O' Lakes | Long Lake | RTJ | Round Lake Heights Village | Various (MS4 Discharge) | ILR400241 | Phosphorus | 0.05 | mg/L | TMDL Target |  |  | 0.117 | lbs/day
Upper Fox River - Chain O' Lakes | Long Lake | RTJ | Round Lake Park Village | Various (MS4 Discharge) | ILR400242 | Phosphorus | 0.05 | mg/L | TMDL Target |  |  | 0.278 | lbs/day
Upper Fox River - Chain O' Lakes | North Churchill | STR | Round Lake Park Village | Various (MS4 Discharge) | ILR400242 | Phosphorus | 0.05 | mg/L | TMDL Target |  |  | 0.388 | lbs/day
Upper Fox River - Chain O' Lakes | South Churchill | STS | Round Lake Park Village | Various (MS4 Discharge) | ILR400242 | Phosphorus | 0.05 | mg/L | TMDL Target |  |  | 0.034 | lbs/day
Upper Fox River - Chain O' Lakes | Hidden Lake | UTM | Round Lake Park Village | Various (MS4 Discharge) | ILR400242 | Phosphorus | 0.05 | mg/L | TMDL Target |  |  | 0.051 | lbs/day
Upper Fox River - Chain O' Lakes | Long Lake | RTJ | Round Lake Village | Various (MS4 Discharge) | ILR400243 | Phosphorus | 0.05 | mg/L | TMDL Target |  |  | 1.067 | lbs/day
Upper Fox River - Chain O' Lakes | Wooster Lake | RTZH | Round Lake Village | Various (MS4 Discharge) | ILR400243 | Phosphorus | 0.05 | mg/L | TMDL Target |  |  | 0.028 | lbs/day
Upper Fox River - Chain O' Lakes | Pistakee Lake | RTU | Spring Grove STP | 001 | IL0074985 | Phosphorus | 0.05 | mg/L | TMDL Target | 0.075 / 0.1875 |  | 3.13 / (N/A) | lbs/day (DAF) / (DMF)
Upper Fox River - Chain O' Lakes | Grass Lake | RTQ | Spring Grove Village | Various (MS4 Discharge) | ILR400520 | Phosphorus | 0.05 | mg/L | TMDL Target |  |  | 0.0002 | lbs/day
Upper Fox River - Chain O' Lakes | Pistakee Lake | RTU | Spring Grove Village | Various (MS4 Discharge) | ILR400520 | Phosphorus | 0.05 | mg/L | TMDL Target |  |  | 1.182 | lbs/day
Upper Fox River - Chain O' Lakes | Turner Lake | VTZA | Spring Grove Village | Various (MS4 Discharge) | ILR400520 | Phosphorus | 0.05 | mg/L | TMDL Target |  |  | 0.002 | lbs/day
Upper Fox River - Chain O' Lakes | Lake Marie | RTR | Village of Antioch STP | 001 | IL0020354 | Phosphorus | 0.05 | mg/L | TMDL Target | 2 / 9.2 |  | 8.26 / (N/A) | lbs/day (DAF) / (DMF) | WLA for this facility based on current condition. Model outputs show that receiving water will not be able to attain WQS with discharge at permit limit and DAF, regardless of other internal or external loading sources.
Upper Fox River - Chain O' Lakes | Dunn’s Lake | VTH | Village of Fox Lake-Tall Oaks STP | 001 | IL0045144 | Phosphorus | 0.05 | mg/L | TMDL Target | 0.5 / 1.25 |  | 0.63 / (N/A) | lbs/day (DAF) / (DMF) | WLA for this facility based on current condition. Model outputs show that receiving water will not be able to attain WQS with discharge at permit limit and DAF, regardless of other internal or external loading sources.
Upper Fox River - Chain O' Lakes | Pistakee Lake | RTU | Village of Hebron WWTP | 001 | IL0026433 | Phosphorus | 0.05 | mg/L | TMDL Target | 0.33 / 1.00 |  | 2.75 / (N/A) | lbs/day (DAF) / (DMF)
Upper Fox River - Chain O' Lakes | Pistakee Lake | RTU | Village of Richmond STP | 001 | IL0026093 | Phosphorus | 0.05 | mg/L | TMDL Target | 0.5 / 1.625 |  | 4.17 / (N/A) | lbs/day (DAF) / (DMF)
Upper Fox River - Chain O' Lakes | Long Lake | RTJ | Volo Village | Various (MS4 Discharge) | ILR400657 | Phosphorus | 0.05 | mg/L | TMDL Target |  |  | 0.003 | lbs/day
Upper Fox River - Chain O' Lakes | Pistakee Lake | RTU | Volo Village | Various (MS4 Discharge) | ILR400657 | Phosphorus | 0.05 | mg/L | TMDL Target |  |  | 0.043 | lbs/day
Upper Fox River - Chain O' Lakes | Redhead Lake | RTV | Volo Village | Various (MS4 Discharge) | ILR400657 | Phosphorus | 0.05 | mg/L | TMDL Target |  |  | 0.01 | lbs/day
Upper Fox River - Chain O' Lakes | Wooster Lake | RTZH | Volo Village | Various (MS4 Discharge) | ILR400657 | Phosphorus | 0.05 | mg/L | TMDL Target |  |  | 0.002 | lbs/day
Upper Fox River - Chain O' Lakes | Fish-Duncan Lake | VTK | Volo Village | Various (MS4 Discharge) | ILR400657 | Phosphorus | 0.05 | mg/L | TMDL Target |  |  | 0.516 | lbs/day
Upper Fox River - Chain O' Lakes | Fischer Lake | VTT | Volo Village | Various (MS4 Discharge) | ILR400657 | Phosphorus | 0.05 | mg/L | TMDL Target |  |  | 0.144 | lbs/day
Upper Fox River - Chain O' Lakes | Long Lake | RTJ | Wauconda Village | Various (MS4 Discharge) | ILR400501 | Phosphorus | 0.05 | mg/L | TMDL Target |  |  | 0.067 | lbs/day
Upper Fox River - Chain O' Lakes | Pistakee Lake | RTU | Wonder Lake Village | Various (MS4 Discharge) | ILR400503 | Phosphorus | 0.05 | mg/L | TMDL Target |  |  | 0.787 | lbs/day
Upper Fox River - Chain O' Lakes | Pistakee Lake | RTU | Woodstock City | Various (MS4 Discharge) | ILR400499 | Phosphorus | 0.05 | mg/L | TMDL Target |  |  | 1.039 | lbs/day
Upper Fox River - Chain O' Lakes | Spring Lake | RGZT |  |  |  | Phosphorus | 0.05 | mg/L | TMDL Target
Upper Fox River - Chain O' Lakes | Lake Catherine | RTD |  |  |  | Phosphorus | 0.05 | mg/L | TMDL Target
Upper Fox River - Chain O' Lakes | Fox Lake | RTF |  |  |  | Phosphorus | 0.05 | mg/L | TMDL Target
Upper Fox River - Chain O' Lakes | Channel Lake | RTI |  |  |  | Phosphorus | 0.05 | mg/L | TMDL Target
Upper Fox River - Chain O' Lakes | Grass Lake | RTQ |  |  |  | Phosphorus | 0.05 | mg/L | TMDL Target
Upper Fox River - Chain O' Lakes | Nippersink Lake | RTUA |  |  |  | Phosphorus | 0.05 | mg/L | TMDL Target
Upper Fox River - Chain O' Lakes | Redhead Lake | RTV |  |  |  | Phosphorus | 0.05 | mg/L | TMDL Target
Upper Fox River - Chain O' Lakes | Duck Lake | RTZG |  |  |  | Phosphorus | 0.05 | mg/L | TMDL Target
Upper Fox River - Chain O' Lakes | Davis Lake | STQ |  |  |  | Phosphorus | 0.05 | mg/L | TMDL Target
Upper Fox River - Chain O' Lakes | North Churchill Lake | STR |  |  |  | Phosphorus | 0.05 | mg/L | TMDL Target
Upper Fox River - Chain O' Lakes | South Churchill Lake | STS |  |  |  | Phosphorus | 0.05 | mg/L | TMDL Target
Upper Fox River - Chain O' Lakes | Hidden Lake | UTM |  |  |  | Phosphorus | 0.05 | mg/L | TMDL Target
Upper Fox River - Chain O' Lakes | Tranquility Lake | UTW |  |  |  | Phosphorus | 0.05 | mg/L | TMDL Target
Upper Fox River - Chain O' Lakes | McGreal Lake | UTX |  |  |  | Phosphorus | 0.05 | mg/L | TMDL Target
Upper Fox River - Chain O' Lakes | Deep Lake | VTD |  |  |  | Fecal coliform | 200 | cfu/100 mL | TMDL Target
Upper Fox River - Chain O' Lakes | Fish-Duncan Lake | VTK |  |  |  | Phosphorus | 0.05 | mg/L | TMDL Target
Upper Fox River - Chain O' Lakes | Fischer Lake | VTT |  |  |  | Phosphorus | 0.05 | mg/L | TMDL Target
Upper Fox River - Chain O' Lakes | Petite Lake | VTW |  |  |  | Phosphorus | 0.05 | mg/L | TMDL Target
Upper Fox River - Chain O' Lakes | Turner Lake | VTZA |  |  |  | Phosphorus | 0.05 | mg/L | TMDL Target
Upper Fox River - Chain O' Lakes | Summerhill Estates Lake | WTA |  |  |  | Phosphorus | 0.05 | mg/L | TMDL Target
Upper Fox River - Chain O’ Lakes | Antioch Lake | RTT |  |  |  | Phosphorus | 0.05 | mg/L | TMDL Target
Upper Fox River - Chain O’ Lakes | Bluff Lake | VTJ |  |  |  | Phosphorus | 0.05 | mg/L | TMDL Target
Upper Fox River - Flint Creek | Fox River | DT-22 | Antioch | Various (MS4 Discharge) | ILR400281 | Fecal Coliform | 200 | cfu/100 ml | WQ Standard |  |  |  | mil col/Day
Upper Fox River - Flint Creek | Lake Louise | VTZJ | Barrington | Various (MS4 Discharge) | ILR400285 | Phosphorus | 0.05 | mg/L | TMDL Endpoint or Target Value |  |  | 0.143 | lbs/day
Upper Fox River - Flint Creek | Fox River | DT-22 | Cary | Various (MS4 Discharge) | ILR400310 | Fecal Coliform | 200 | cfu/100 ml | WQ Standard |  |  |  | mil col/Day
Upper Fox River - Flint Creek | Fox River | DT-22 | City of Crystal Lake WWTP #3 | 001 | IL0053457 | Fecal Coliform | 200 | cfu/100 mL | TMDL Endpoint or Target Value | 1.7 / 5 |  | 12872 / 37,858 | mil.col/Day (DAF / DMF)
Upper Fox River - Flint Creek | Fox River | DT-22 | City of McHenry Central WWTP | 001 | IL0021067 | Fecal Coliform | 200 | cfu/100 mL | TMDL Endpoint or Target Value | 3 / 7.5 |  | 22715 / 56,787 | mil.col/Day (DAF / DMF)
Upper Fox River - Flint Creek | Lake Louise | VTZJ | Cook County Hwy Dept. | Various (MS4 Discharge) | ILR400485 | Phosphorus | 0.05 | mg/L | TMDL Endpoint or Target Value |  |  | 0 | lbs/day
Upper Fox River - Flint Creek | Fox River | DT-22 | Crystal Lake | Various (MS4 Discharge) | ILR400179 | Fecal Coliform | 200 | cfu/100 ml | WQ Standard |  |  |  | mil col/Day
Upper Fox River - Flint Creek | Lake Louise | VTZJ | Deer Park | Various (MS4 Discharge) | ILR400323 | Phosphorus | 0.05 | mg/L | TMDL Endpoint or Target Value |  |  | 0.023 | lbs/day
Upper Fox River - Flint Creek | Fox River | DT-22 | Fox Lake | Various (MS4 Discharge) | ILR400339 | Fecal Coliform | 200 | cfu/100 ml | WQ Standard |  |  |  | mil col/Day
Upper Fox River - Flint Creek | Fox River | DT-22 | Grayslake | Various (MS4 Discharge) | ILR400202 | Fecal Coliform | 200 | cfu/100 ml | WQ Standard |  |  |  | mil col/Day
Upper Fox River - Flint Creek | Fox River | DT-22 | Hainesville | Various (MS4 Discharge) | ILR400205 | Fecal Coliform | 200 | cfu/100 ml | WQ Standard |  |  |  | mil col/Day
Upper Fox River - Flint Creek | Fox River | DT-22 | Hawthorn Woods | Various (MS4 Discharge) | ILR400209 | Fecal Coliform | 200 | cfu/100 ml | WQ Standard |  |  |  | mil col/Day
Upper Fox River - Flint Creek | Slocum Lake | RTP | Hawthorn Woods | Various (MS4 Discharge) | ILR400209 | Phosphorus | 0.05 | mg/L | TMDL Endpoint or Target Value |  |  | 6e-05 | lbs/day
Upper Fox River - Flint Creek | Tower Lake | RTZF | Hawthorn Woods | Various (MS4 Discharge) | ILR400209 | Fecal Coliform | 200 | cfu/100 ml | WQ Standard |  |  | 2681 | mil col/day
Upper Fox River - Flint Creek | Tower Lake | RTZF | Hawthorn Woods | Various (MS4 Discharge) | ILR400209 | Phosphorus | 0.05 | mg/L | TMDL Endpoint or Target Value |  |  | 0.109 | lbs/day
Upper Fox River - Flint Creek | Timber Lake | RTZQ | Hawthorn Woods | Various (MS4 Discharge) | ILR400209 | Phosphorus | 0.05 | mg/L | TMDL Endpoint or Target Value |  |  | 0.12 | lbs/day
Upper Fox River - Flint Creek | Grassy Lake | VTI | Hawthorn Woods | Various (MS4 Discharge) | ILR400209 | Phosphorus | 0.05 | mg/L | TMDL Endpoint or Target Value |  |  | 0.043 | lbs/day
Upper Fox River - Flint Creek | Fox River | DT-22 | Huntsman International LLC | 001, 002, 003, 004, 005, 006, 007, | IL0079553 | Fecal Coliform | 200 | cfu/100 mL | TMDL Endpoint or Target Value | 0.3 |  | N/A | (DAF) | Facility without reasonable potential to discharge fecal coliform
Upper Fox River - Flint Creek | Fox River | DT-22 | IAWC-Terra Cotta STP | 001 | IL0038202 | Fecal Coliform | 200 | cfu/100 mL | TMDL Endpoint or Target Value | (0.1 / 1.0) / (0.25 / 3.0) |  | 7,572 / 22,715 | mil.col/Day (DAF / DMF) | Flow numbers in parentheses are Existing plant / new plant – WLAs calculated with new/proposed flows
Upper Fox River - Flint Creek | Fox River | DT-22 | IDOT | Various (MS4 Discharge) | ILR400493 | Fecal Coliform | 200 | cfu/100 ml | WQ Standard |  |  |  | mil col/Day
Upper Fox River - Flint Creek | Slocum Lake | RTP | IDOT | Various (MS4 Discharge) | ILR400493 | Phosphorus | 0.05 | mg/L | TMDL Endpoint or Target Value |  |  | 0.008 | lbs/day
Upper Fox River - Flint Creek | Island Lake | RTZI | IDOT | Various (MS4 Discharge) | ILR400493 | Phosphorus | 0.05 | mg/L | TMDL Endpoint or Target Value |  |  | 0.004 | lbs/day
Upper Fox River - Flint Creek | Timber Lake | RTZQ | IDOT | Various (MS4 Discharge) | ILR400493 | Phosphorus | 0.05 | mg/L | TMDL Endpoint or Target Value |  |  | 0.0023 | lbs/day
Upper Fox River - Flint Creek | Echo Lake | RTZR | IDOT | Various (MS4 Discharge) | ILR400493 | Phosphorus | 0.05 | mg/L | TMDL Endpoint or Target Value |  |  | 1e-05 | lbs/day
Upper Fox River - Flint Creek | Lake Barrington | RTZT | IDOT | Various (MS4 Discharge) | ILR400493 | Fecal Coliform | 200 | cfu/100 ml | WQ Standard |  |  | 4.38 | mil col/day
Upper Fox River - Flint Creek | Lake Barrington | RTZT | IDOT | Various (MS4 Discharge) | ILR400493 | Phosphorus | 0.05 | mg/L | TMDL Endpoint or Target Value |  |  | 0.0004 | lbs/day
Upper Fox River - Flint Creek | Honey Lake | RTZU | IDOT | Various (MS4 Discharge) | ILR400493 | Fecal Coliform | 200 | cfu/100 ml | WQ Standard |  |  | 63 | mil col/day
Upper Fox River - Flint Creek | Honey Lake | RTZU | IDOT | Various (MS4 Discharge) | ILR400493 | Phosphorus | 0.05 | mg/L | TMDL Endpoint or Target Value |  |  | 0.003 | lbs/day
Upper Fox River - Flint Creek | Grassy Lake | VTI | IDOT | Various (MS4 Discharge) | ILR400493 | Phosphorus | 0.05 | mg/L | TMDL Endpoint or Target Value |  |  | 0.001 | lbs/day
Upper Fox River - Flint Creek | Lake Louise | VTZJ | IDOT | Various (MS4 Discharge) | ILR400493 | Phosphorus | 0.05 | mg/L | TMDL Endpoint or Target Value |  |  | 0.002 | lbs/day
Upper Fox River - Flint Creek | Lake Louise | VTZJ | Inverness | Various (MS4 Discharge) | ILR400359 | Phosphorus | 0.05 | mg/L | TMDL Endpoint or Target Value |  |  | 0.018 | lbs/day
Upper Fox River - Flint Creek | Fox River | DT-22 | Island Lake | Various (MS4 Discharge) | ILR400632 | Fecal Coliform | 200 | cfu/100 ml | WQ Standard |  |  |  | mil col/Day
Upper Fox River - Flint Creek | Slocum Lake | RTP | Island Lake | Various (MS4 Discharge) | ILR400632 | Phosphorus | 0.05 | mg/L | TMDL Endpoint or Target Value |  |  | 0.093 | lbs/day
Upper Fox River - Flint Creek | Island Lake | RTZI | Island Lake | Various (MS4 Discharge) | ILR400632 | Phosphorus | 0.05 | mg/L | TMDL Endpoint or Target Value |  |  | 0.18 | lbs/day
Upper Fox River - Flint Creek | Woodland (Highland) Lake | STV | Island Lake | Various (MS4 Discharge) | ILR400632 | Phosphorus | 0.05 | mg/L | TMDL Endpoint or Target Value |  |  | 0.0032 | lbs/day
Upper Fox River - Flint Creek | Fox River | DT-22 | Johnsburg STP, Village Of | 001 | IL0074969 | Fecal Coliform | 200 | cfu/100 mL | TMDL Endpoint or Target Value | 0.5 / 1.62 |  | 3786 / 12,266 | mil.col/Day (DAF / DMF)
Upper Fox River - Flint Creek | Fox River | DT-22 | Lake Barrington | Various (MS4 Discharge) | ILR400216 | Fecal Coliform | 200 | cfu/100 ml | WQ Standard |  |  |  | mil col/Day
Upper Fox River - Flint Creek | Tower Lake | RTZF | Lake Barrington | Various (MS4 Discharge) | ILR400216 | Fecal Coliform | 200 | cfu/100 ml | WQ Standard |  |  | 3449 | mil col/day
Upper Fox River - Flint Creek | Tower Lake | RTZF | Lake Barrington | Various (MS4 Discharge) | ILR400216 | Phosphorus | 0.05 | mg/L | TMDL Endpoint or Target Value |  |  | 0.14 | lbs/day
Upper Fox River - Flint Creek | Lake Barrington | RTZT | Lake Barrington | Various (MS4 Discharge) | ILR400216 | Fecal Coliform | 200 | cfu/100 ml | WQ Standard |  |  | 1764 | mil col/day
Upper Fox River - Flint Creek | Lake Barrington | RTZT | Lake Barrington | Various (MS4 Discharge) | ILR400216 | Phosphorus | 0.05 | mg/L | TMDL Endpoint or Target Value |  |  | 0.169 | lbs/day
Upper Fox River - Flint Creek | Grassy Lake | VTI | Lake Barrington | Various (MS4 Discharge) | ILR400216 | Phosphorus | 0.05 | mg/L | TMDL Endpoint or Target Value |  |  | 0.013 | lbs/day
Upper Fox River - Flint Creek | Fox River | DT-22 | Lake County | Various (MS4 Discharge) | ILR400517 | Fecal Coliform | 200 | cfu/100 ml | WQ Standard |  |  |  | mil col/Day
Upper Fox River - Flint Creek | Slocum Lake | RTP | Lake County | Various (MS4 Discharge) | ILR400517 | Phosphorus | 0.05 | mg/L | TMDL Endpoint or Target Value |  |  | 0.002 | lbs/day
Upper Fox River - Flint Creek | Island Lake | RTZI | Lake County | Various (MS4 Discharge) | ILR400517 | Phosphorus | 0.05 | mg/L | TMDL Endpoint or Target Value |  |  | 0.007 | lbs/day
Upper Fox River - Flint Creek | Timber Lake | RTZQ | Lake County | Various (MS4 Discharge) | ILR400517 | Phosphorus | 0.05 | mg/L | TMDL Endpoint or Target Value |  |  | 0.0009 | lbs/day
Upper Fox River - Flint Creek | Echo Lake | RTZR | Lake County | Various (MS4 Discharge) | ILR400517 | Phosphorus | 0.05 | mg/L | TMDL Endpoint or Target Value |  |  | 0.004 | lbs/day
Upper Fox River - Flint Creek | Lake Barrington | RTZT | Lake County | Various (MS4 Discharge) | ILR400517 | Fecal Coliform | 200 | cfu/100 ml | WQ Standard |  |  | 1.08 | mil col/day
Upper Fox River - Flint Creek | Lake Barrington | RTZT | Lake County | Various (MS4 Discharge) | ILR400517 | Phosphorus | 0.05 | mg/L | TMDL Endpoint or Target Value |  |  | 0.0001 | lbs/day
Upper Fox River - Flint Creek | Lake Napa Suwe | STO | Lake County | Various (MS4 Discharge) | ILR400517 | Phosphorus | 0.05 | mg/L | TMDL Endpoint or Target Value |  |  | 0.001 | lbs/day
Upper Fox River - Flint Creek | Grassy Lake | VTI | Lake County | Various (MS4 Discharge) | ILR400517 | Phosphorus | 0.05 | mg/L | TMDL Endpoint or Target Value |  |  | 0.002 | lbs/day
Upper Fox River - Flint Creek | Lake Louise | VTZJ | Lake County | Various (MS4 Discharge) | ILR400517 | Phosphorus | 0.05 | mg/L | TMDL Endpoint or Target Value |  |  | 0.001 | lbs/day
Upper Fox River - Flint Creek | Fox River | DT-22 | Lake Villa | Various (MS4 Discharge) | ILR400369 | Fecal Coliform | 200 | cfu/100 ml | WQ Standard |  |  |  | mil col/Day
Upper Fox River - Flint Creek | Echo Lake | RTZR | Lake Zurich | Various (MS4 Discharge) | ILR400370 | Phosphorus | 0.05 | mg/L | TMDL Endpoint or Target Value |  |  | 0.405 | lbs/day
Upper Fox River - Flint Creek | Honey Lake | RTZU | Lake Zurich | Various (MS4 Discharge) | ILR400370 | Fecal Coliform | 200 | cfu/100 ml | WQ Standard |  |  | 1667 | mil col/day
Upper Fox River - Flint Creek | Honey Lake | RTZU | Lake Zurich | Various (MS4 Discharge) | ILR400370 | Phosphorus | 0.05 | mg/L | TMDL Endpoint or Target Value |  |  | 0.073 | lbs/day
Upper Fox River - Flint Creek | Grassy Lake | VTI | Lake Zurich | Various (MS4 Discharge) | ILR400370 | Phosphorus | 0.05 | mg/L | TMDL Endpoint or Target Value |  |  | 0.103 | lbs/day
Upper Fox River - Flint Creek | Fox River | DT-22 | Lakemoor | Various (MS4 Discharge) | ILR400371 | Fecal Coliform | 200 | cfu/100 ml | WQ Standard |  |  |  | mil col/Day
Upper Fox River - Flint Creek | Island Lake | RTZI | Lakemoor | Various (MS4 Discharge) | ILR400371 | Phosphorus | 0.05 | mg/L | TMDL Endpoint or Target Value |  |  | 0.0001 | lbs/day
Upper Fox River - Flint Creek | Fox River | DT-22 | Lindenhurst | Various (MS4 Discharge) | ILR400276 | Fecal Coliform | 200 | cfu/100 ml | WQ Standard |  |  |  | mil col/Day
Upper Fox River - Flint Creek | Fox River | DT-22 | Mathews Company | 001 | IL0072851 | Fecal Coliform | 200 | cfu/100 mL | TMDL Endpoint or Target Value | 0.0039 |  | N/A | (DAF) | Facility without reasonable potential to discharge fecal coliform
Upper Fox River - Flint Creek | Fox River | DT-22 | McCullom Lake | Various (MS4 Discharge) | ILR400225 | Fecal Coliform | 200 | cfu/100 ml | WQ Standard |  |  |  | mil col/Day
Upper Fox River - Flint Creek | Fox River | DT-22 | McHenry | Various (MS4 Discharge) | ILR400385 | Fecal Coliform | 200 | cfu/100 ml | WQ Standard |  |  |  | mil col/Day
Upper Fox River - Flint Creek | Fox River | DT-22 | McHenry County Div. of Trans. | Various (MS4 Discharge) | ILR400264 | Fecal Coliform | 200 | cfu/100 ml | WQ Standard |  |  |  | mil col/Day
Upper Fox River - Flint Creek | Slocum Lake | RTP | McHenry County Div. of Trans. | Various (MS4 Discharge) | ILR400264 | Phosphorus | 0.05 | mg/L | TMDL Endpoint or Target Value |  |  | 2e-05 | lbs/day
Upper Fox River - Flint Creek | Island Lake | RTZI | McHenry County Div. of Trans. | Various (MS4 Discharge) | ILR400264 | Phosphorus | 0.05 | mg/L | TMDL Endpoint or Target Value |  |  | 2e-05 | lbs/day
Upper Fox River - Flint Creek | Fox River | DT-22 | Mount Saint Joseph Home STP | 001 | IL0027286 | Fecal Coliform | 200 | cfu/100 mL | TMDL Endpoint or Target Value | 0.0125 / 0.025 |  | 95 / 189 | mil.col/Day (DAF / DMF)
Upper Fox River - Flint Creek | Grassy Lake | VTI | Mount Saint Joseph Home-STP |  | IL0027286 | Phosphorus | 0.05 | mg/L | TMDL Endpoint or Target Value | 0.0125 |  | 1.107 | lbs/day (Total), DAF | Facility does not have permit limits for total phosphorus, but may have potential to discharge phosphorus in effluent. Estimated discharge concentrations derived using data for comparable facilities with similar treatment processes.
Upper Fox River - Flint Creek | Fox River | DT-22 | Mundelein | Various (MS4 Discharge) | ILR400395 | Fecal Coliform | 200 | cfu/100 ml | WQ Standard |  |  |  | mil col/Day
Upper Fox River - Flint Creek | Fox River | DT-22 | North Barrington | Various (MS4 Discharge) | ILR400228 | Fecal Coliform | 200 | cfu/100 ml | WQ Standard |  |  |  | mil col/Day
Upper Fox River - Flint Creek | Tower Lake | RTZF | North Barrington | Various (MS4 Discharge) | ILR400228 | Fecal Coliform | 200 | cfu/100 ml | WQ Standard |  |  | 725 | mil col/day
Upper Fox River - Flint Creek | Tower Lake | RTZF | North Barrington | Various (MS4 Discharge) | ILR400228 | Phosphorus | 0.05 | mg/L | TMDL Endpoint or Target Value |  |  | 0.029 | lbs/day
Upper Fox River - Flint Creek | Timber Lake | RTZQ | North Barrington | Various (MS4 Discharge) | ILR400228 | Phosphorus | 0.05 | mg/L | TMDL Endpoint or Target Value |  |  | 0.02 | lbs/day
Upper Fox River - Flint Creek | Lake Barrington | RTZT | North Barrington | Various (MS4 Discharge) | ILR400228 | Fecal Coliform | 200 | cfu/100 ml | WQ Standard |  |  | 0.19 | mil col/day
Upper Fox River - Flint Creek | Lake Barrington | RTZT | North Barrington | Various (MS4 Discharge) | ILR400228 | Phosphorus | 0.05 | mg/L | TMDL Endpoint or Target Value |  |  | 2e-05 | lbs/day
Upper Fox River - Flint Creek | Honey Lake | RTZU | North Barrington | Various (MS4 Discharge) | ILR400228 | Fecal Coliform | 200 | cfu/100 ml | WQ Standard |  |  | 4340 | mil col/day
Upper Fox River - Flint Creek | Honey Lake | RTZU | North Barrington | Various (MS4 Discharge) | ILR400228 | Phosphorus | 0.05 | mg/L | TMDL Endpoint or Target Value |  |  | 0.189 | lbs/day
Upper Fox River - Flint Creek | Grassy Lake | VTI | North Barrington | Various (MS4 Discharge) | ILR400228 | Phosphorus | 0.05 | mg/L | TMDL Endpoint or Target Value |  |  | 0.131 | lbs/day
Upper Fox River - Flint Creek | Grassy Lake | VTI | North Barrington Elementary School STP |  | IL0024716 | Phosphorus | 0.05 | mg/L | TMDL Endpoint or Target Value | 0.005 |  | 1.107 | lbs/day (Total), DAF | Facility does not have permit limits for total phosphorus, but may have potential to discharge phosphorus in effluent. Estimated discharge concentrations derived using data for comparable facilities with similar treatment processes.
Upper Fox River - Flint Creek | Fox River | DT-22 | Northern Moraine WW Rec Dist WWTP | 001 | IL0031933 | Fecal Coliform | 200 | cfu/100 mL | TMDL Endpoint or Target Value | (2 / 5) |  | 15,143 / 37,858 | mil.col/Day (DAF / DMF)
Upper Fox River - Flint Creek | Fox River | DT-22 | Oak Creek Townhomes WWTF | 001 | IL0075973 | Fecal Coliform | 200 | cfu/100 mL | TMDL Endpoint or Target Value | 0.0137 / 0.0528 |  | 104 / 400 | mil.col/Day (DAF / DMF)
Upper Fox River - Flint Creek | Fox River | DT-22 | Oakwood Hills | Various (MS4 Discharge) | ILR400512 | Fecal Coliform | 200 | cfu/100 ml | WQ Standard |  |  |  | mil col/Day
Upper Fox River - Flint Creek | Fox River | DT-22 | Port Barrington | Various (MS4 Discharge) | ILR400519 | Fecal Coliform | 200 | cfu/100 ml | WQ Standard |  |  |  | mil col/Day
Upper Fox River - Flint Creek | Slocum Lake | RTP | Port Barrington | Various (MS4 Discharge) | ILR400519 | Phosphorus | 0.05 | mg/L | TMDL Endpoint or Target Value |  |  | 0.008 | lbs/day
Upper Fox River - Flint Creek | Fox River | DT-22 | Port Barrington Shores STP | 001 | IL0070874 | Fecal Coliform | 200 | cfu/100 mL | TMDL Endpoint or Target Value | 0.012 / 0.0504 |  | 91 / 382 | mil.col/Day (DAF / DMF)
Upper Fox River - Flint Creek | Fox River | DT-22 | Rohm & Haas Chemical, LLC | 001, A01, 002 | IL0001716 | Fecal Coliform | 200 | cfu/100 mL | TMDL Endpoint or Target Value | 2.463 |  | N/A | (DAF) | Facility without reasonable potential to discharge fecal coliform
Upper Fox River - Flint Creek | Fox River | DT-22 | Round Lake | Various (MS4 Discharge) | ILR400243 | Fecal Coliform | 200 | cfu/100 ml | WQ Standard |  |  |  | mil col/Day
Upper Fox River - Flint Creek | Fox River | DT-22 | Round Lake Beach | Various (MS4 Discharge) | ILR400439 | Fecal Coliform | 200 | cfu/100 ml | WQ Standard |  |  |  | mil col/Day
Upper Fox River - Flint Creek | Fox River | DT-22 | Round Lake Heights | Various (MS4 Discharge) | ILR400241 | Fecal Coliform | 200 | cfu/100 ml | WQ Standard |  |  |  | mil col/Day
Upper Fox River - Flint Creek | Fox River | DT-22 | Round Lake Park | Various (MS4 Discharge) | ILR400242 | Fecal Coliform | 200 | cfu/100 ml | WQ Standard |  |  |  | mil col/Day
Upper Fox River - Flint Creek | Fox River | DT-22 | Snap-On Tools Co | 001 | IL0065480 | Fecal Coliform | 200 | cfu/100 mL | TMDL Endpoint or Target Value | 0.009 / (N/A) |  | 68 / 68 | mil.col/Day (DAF / DMF)
Upper Fox River - Flint Creek | Fox River | DT-22 | Spring Grove | Various (MS4 Discharge) | ILR400520 | Fecal Coliform | 200 | cfu/100 ml | WQ Standard |  |  |  | mil col/Day
Upper Fox River - Flint Creek | Fox River | DT-22 | Tower Lakes | Various (MS4 Discharge) | ILR400249 | Fecal Coliform | 200 | cfu/100 ml | WQ Standard |  |  |  | mil col/Day
Upper Fox River - Flint Creek | Tower Lake | RTZF | Tower Lakes | Various (MS4 Discharge) | ILR400249 | Fecal Coliform | 200 | cfu/100 ml | WQ Standard |  |  | 3069 | mil col/day
Upper Fox River - Flint Creek | Tower Lake | RTZF | Tower Lakes | Various (MS4 Discharge) | ILR400249 | Phosphorus | 0.05 | mg/L | TMDL Endpoint or Target Value |  |  | 0.124 | lbs/day
Upper Fox River - Flint Creek | Fox River | DT-22 | Volo | Various (MS4 Discharge) | ILR400657 | Fecal Coliform | 200 | cfu/100 ml | WQ Standard |  |  |  | mil col/Day
Upper Fox River - Flint Creek | Island Lake | RTZI | Volo | Various (MS4 Discharge) | ILR400657 | Phosphorus | 0.05 | mg/L | TMDL Endpoint or Target Value |  |  | 0.1 | lbs/day
Upper Fox River - Flint Creek | Fox River | DT-22 | Wauconda | Various (MS4 Discharge) | ILR400501 | Fecal Coliform | 200 | cfu/100 ml | WQ Standard |  |  |  | mil col/Day
Upper Fox River - Flint Creek | Slocum Lake | RTP | Wauconda | Various (MS4 Discharge) | ILR400501 | Phosphorus | 0.05 | mg/L | TMDL Endpoint or Target Value |  |  | 0.616 | lbs/day
Upper Fox River - Flint Creek | Tower Lake | RTZF | Wauconda | Various (MS4 Discharge) | ILR400501 | Fecal Coliform | 200 | cfu/100 ml | WQ Standard |  |  | 21 | mil col/day
Upper Fox River - Flint Creek | Tower Lake | RTZF | Wauconda | Various (MS4 Discharge) | ILR400501 | Phosphorus | 0.05 | mg/L | TMDL Endpoint or Target Value |  |  | 0.0008 | lbs/day
Upper Fox River - Flint Creek | Island Lake | RTZI | Wauconda | Various (MS4 Discharge) | ILR400501 | Phosphorus | 0.05 | mg/L | TMDL Endpoint or Target Value |  |  | 0.37 | lbs/day
Upper Fox River - Flint Creek | Lake Napa Suwe | STO | Wauconda | Various (MS4 Discharge) | ILR400501 | Phosphorus | 0.05 | mg/L | TMDL Endpoint or Target Value |  |  | 0.096 | lbs/day
Upper Fox River - Flint Creek | Fox River | DT-22 | Wauconda Village WWTF | 001 (combined A01 and B01) | IL0020109 | Fecal Coliform | 200 | cfu/100 mL | TMDL Endpoint or Target Value | (1.9 / 2.4) / (5.693 / 7.93) |  | 18,172 / 60,043 | mil.col/Day (DAF / DMF) | Flow numbers in parentheses are Existing plant / new plant at outfall B01 (internal outfall) – WLAs calculated with new/proposed flows
Upper Fox River - Flint Creek | Fox River | DT-22 | Wonder Lake | Various (MS4 Discharge) | ILR400503 | Fecal Coliform | 200 | cfu/100 ml | WQ Standard |  |  |  | mil col/Day
Upper Fox River - Flint Creek | Fox River | DT-22 | Wonder Lake Water Reclamation Facility | 001 | IL0077836 | Fecal Coliform | 200 | cfu/100 mL | TMDL Endpoint or Target Value | (1 / 3) |  | 7,572 / 22,715 | mil.col/Day (DAF / DMF)
Upper Fox River - Flint Creek | Fox River | DT-22 | Woodstock | Various (MS4 Discharge) | ILR400499 | Fecal Coliform | 200 | cfu/100 ml | WQ Standard |  |  |  | mil col/Day
Upper Fox River - Flint Creek | Slocum Lake | RTP |  |  |  | Phosphorus | 0.05 | mg/L | TMDL Endpoint or Target Value |  |  | 0.738 | lbs/day (Total)
Upper Fox River - Flint Creek | Tower Lake | RTZF |  |  |  | Fecal coliform | 200 | cfu/100 mL | TMDL Endpoint or Target Value |  |  | 9945 | mil col/day
Upper Fox River - Flint Creek | Tower Lake | RTZF |  |  |  | Phosphorus | 0.05 | mg/L | TMDL Endpoint or Target Value |  |  | 0.403 | lbs/day (Total)
Upper Fox River - Flint Creek | Island Lake | RTZI |  |  |  | Phosphorus | 0.05 | mg/L | TMDL Endpoint or Target Value |  |  | 0.671 | lbs/day (Total)
Upper Fox River - Flint Creek | Timber Lake | RTZQ |  |  |  | Phosphorus | 0.05 | mg/L | TMDL Endpoint or Target Value |  |  | 0.144 | lbs/day (Total)
Upper Fox River - Flint Creek | Echo Lake | RTZR |  |  |  | Phosphorus | 0.05 | mg/L | TMDL Endpoint or Target Value |  |  | 0.414 | lbs/day (Total)
Upper Fox River - Flint Creek | Lake Barrington | RTZT |  |  |  | Fecal coliform | 200 | cfu/100 mL | TMDL Endpoint or Target Value |  |  | 1772 | mil col/day
Upper Fox River - Flint Creek | Lake Barrington | RTZT |  |  |  | Phosphorus | 0.05 | mg/L | TMDL Endpoint or Target Value |  |  | 0.17 | lbs/day (Total)
Upper Fox River - Flint Creek | Honey Lake | RTZU |  |  |  | Fecal coliform | 200 | cfu/100 mL | TMDL Endpoint or Target Value |  |  | 6132 | mil col/day
Upper Fox River - Flint Creek | Honey Lake | RTZU |  |  |  | Phosphorus | 0.05 | mg/L | TMDL Endpoint or Target Value |  |  | 0.268 | lbs/day (Total)
Upper Fox River - Flint Creek | Lake Fairview | STK |  |  |  | Phosphorus | 0.05 | mg/L | TMDL Endpoint or Target Value |  |  | N/A | lbs/day (Total) | No WLA provided.
Upper Fox River - Flint Creek | Lake Napa Suwe | STO |  |  |  | Phosphorus | 0.05 | mg/L | TMDL Endpoint or Target Value |  |  | 0.098 | lbs/day (Total)
Upper Fox River - Flint Creek | Woodland (Highland) Lake | STV |  |  |  | Phosphorus | 0.05 | mg/L | TMDL Endpoint or Target Value |  |  | 0.003 | lbs/day (Total)
Upper Fox River - Flint Creek | Drummond Lake | UTI |  |  |  | Phosphorus | 0.05 | mg/L | TMDL Endpoint or Target Value |  |  | N/A | lbs/day (Total) | No WLA provided.
Upper Fox River - Flint Creek | Lake Louise | VTZJ |  |  |  | Phosphorus | 0.05 | mg/L | TMDL Endpoint or Target Value |  |  | 0.188 | lbs/day (Total)
Upper Kaskaskia | Kaskaskia River | O-02 & O-15 | Champaign County (road authority) | Various (MS4 Discharge) | ILR400256 | Fecal Coliform | 200 | cfu/100 ml | WQ Standard |  | Various | (3 / 1), (1 / 0.4), (0.3 / 0.1), (0.04 / 0.02) | bil. col./ d | (single sample maximum / geomean standard) under High Flows, Moist Conditions, Mid-Range Flows, and Dry Conditions
Upper Kaskaskia | Kaskaskia River | O-02 & O-15 | Champaign Township | Various (MS4 Discharge) | ILR400026 | Fecal Coliform | 200 | cfu/100 ml | WQ Standard |  | Various | (172 / 86), (46 / 23.1), (16.3 / 8.3), (2.65 / 1.14) | bil. col./ d | (single sample maximum / geomean standard) under High Flows, Moist Conditions, Mid-Range Flows, and Dry Conditions
Upper Kaskaskia | Kaskaskia River | O-02 & O-15 | City of Champaign | Various (MS4 Discharge) | ILR400313 | Fecal Coliform | 200 | cfu/100 ml | WQ Standard |  | Various | (268 / 134), (71 / 36), (25.4 / 13), (4.14 / 1.77) | bil. col./ d | (single sample maximum / geomean standard) under High Flows, Moist Conditions, Mid-Range Flows, and Dry Conditions
Upper Kaskaskia | Becks Creek | OQ-01 | City of Pana STP | 001, A01 | IL0022314 | Fecal Coliform | 200 | cfu/100 ml | WQ Standard | 1.17/3.13 | DAF/DMF | 8.9/23.7 | bil. col./ d | Exemption
Upper Kaskaskia | Kaskaskia River | O-02, O-15 | Commercial Flooring, Inc. | 001 | IL0067202 | Fecal Coliform | 200 | cfu/100 ml | WQ Standard | 0.008/NA | DAF/DMF (not reported) | 0.1/0.1 | bil. col./ d | Exemption
Upper Kaskaskia | Kaskaskia River | O-02, O-15 | Equistar Chemicals, LP-Tuscola Plant | 001, 002, 003 | IL0000141 | Fecal Coliform | 200 | cfu/100 ml | WQ Standard | 3/12.2 | DAF/DMF | 22.7/92.4 | bil. col./ d | Exemption
Upper Kaskaskia | Kaskaskia River | O-02 & O-15 | Illinois Department of Transportation (road authority) | Various (MS4 Discharge) | ILR400493 | Fecal Coliform | 200 | cfu/100 ml | WQ Standard |  | Various | (3 / 2), (1 / 0.5), (0.3 / 0.2), (0.05 / 0.02) | bil. col./ d | (single sample maximum / geomean standard) under High Flows, Moist Conditions, Mid-Range Flows, and Dry Conditions
Upper Kaskaskia | Kaskaskia River | O-02, O-15 | Kraft Heinz Food Company | 001, 002 | IL0004227 | Fecal Coliform | 200 | cfu/100 ml | WQ Standard | 0.289/NA | DAF/DMF (not reported) | 2.2/2.2 | bil. col./ d
Upper Kaskaskia | Kaskaskia River | O-02, O-15 | Marathon Petroleum Co.-Champaign Terminal | 001, 002 | IL0062812 | Fecal Coliform | 200 | cfu/100 ml | WQ Standard | 0.0073/NA | DAF (sum of outfall 001 and 002) /DMF (not reported) | 0.1/0.1 | bil. col./ d
Upper Kaskaskia | Becks Creek | OQ-01 | Oak Terrace Sanitary System Inc. | 001 | IL0066672 | Fecal Coliform | 200 | cfu/100 ml | WQ Standard | 0.09/0.36 | DAF/DMF | 0.7/2.7 | bil. col./ d | Exemption
Upper Kaskaskia | Kaskaskia River | O-02, O-15 | Panhandle Eastern Pipeline Company | 001 | IL0000221 | Fecal Coliform | 200 | cfu/100 ml | WQ Standard | 0.01254/NA | DAF/DMF (not reported) | 0.1/0.1 | bil. col./ d
Upper Kaskaskia | Kaskaskia River | O-02, O-15 | Urbana-Champaign Sanitary District - Southwest STP | 001, A01 | IL0031526 | Fecal Coliform | 200 | cfu/100 ml | WQ Standard | 7.98/17.25 | DAF/DMF | 60.4/130.6 | bil. col./ d | Exemption
Upper Kaskaskia | Kaskaskia River | O-02, O-15 | Village of Arthur STP | 001 | IL0021741 | Fecal Coliform | 200 | cfu/100 ml | WQ Standard | 0.5/1.25 | DAF/DMF | 3.8/9.5 | bil. col./ d | Exemption
Upper Kaskaskia | Lake Fork, Kaskaskia River | OW-01, O-02, O-15 | Village of Atwood STP | 001, A01 | IL0025097 | Fecal Coliform | 200 | cfu/100 ml | WQ Standard | 0.2/.05 | DAF/DMF | 1.5/3.8 | bil. col./ d | Exemption
Upper Kaskaskia | Lake Fork, Kaskaskia River | OW-02, O-02, O-15 | Village of Bement STP | 001, 002 | IL0032549 | Fecal Coliform | 200 | cfu/100 ml | WQ Standard | 0.176/0.48 | DAF/DMF | 1.3/3.6 | bil. col./ d | Exemption
Upper Kaskaskia | Kaskaskia River | O-02 & O-15 | Village of Bondville | Various (MS4 Discharge) | ILR400621 | Fecal Coliform | 200 | cfu/100 ml | WQ Standard |  | Various | (8 / 4), (2 / 1), (0.7 / 0.4), (0.12 / 0.05) | bil. col./ d | (single sample maximum / geomean standard) under High Flows, Moist Conditions, Mid-Range Flows, and Dry Conditions
Upper Kaskaskia | West Okaw River | OT-02 | Village of Hammond STP | 001 | IL0027197 | Fecal Coliform | 200 | cfu/100 ml | WQ Standard | 0.07/0.175 | DAF/DMF | 0.5/1.3 | bil. col./ d | Exemption
Upper Kaskaskia | Kaskaskia River | O-02, O-15 | Village of Humboldt WWTP | 001 | ILG580051 | Fecal Coliform | 200 | cfu/100 ml | WQ Standard | 0.07/0.175 | DAF/DMF | 0.5/1.3 | bil. col./ d | Exemption. WLA calculated at downstream end of exempted reach or end of effluent pipe.
Upper Kaskaskia | West Okaw River | OT-02 | Village of Lovington STP | 001 | IL0024210 | Fecal Coliform | 200 | cfu/100 ml | WQ Standard | 0.2/0.317 | DAF/DMF | 1.5/1.3 | bil. col./ d
Upper Kaskaskia River and Lake Fork | Lake Fork | IL_OW-01 | Village of Atwood | B01 | IL0025097 | Chloride | 500 | mg/L | WQ Standard | 0.2 / 0.5 | DAF/DMF | 830 / 2,100 | pounds/day | WLA = Moist Conditions to Low Flows – Design Average Flow / High Flows –Design Maximum Flow
Upper Kaskaskia River and Lake Fork | Lake Fork | IL_OW-02, IL_OW-01 | Village of Bement | 001 | IL0032549 | Chloride | 500 | mg/L | WQ Standard | 0.176 / 0.480 | DAF/DMF | 730 / 2,000 | pounds/day | WLA = Moist Conditions to Low Flows – Design Average Flow / High Flows –Design Maximum Flow
Upper Kaskaskia River and Lake Fork | Lake Fork | IL_OW-02, IL_OW-01 | Village of Ivesdale | 001 | ILG640209 | Chloride | 500 | mg/L | WQ Standard | 0.0014 | DAF | 5.8 | pounds/day (DAF)
Upper LaMoine River | La Harpe Creek | DGP‐01, DGP | Blandinsville STP | 1 | IL0072672 | Dissolved Oxygen | 5.0 (Mar‐Jul), 3.5 (Aug‐Feb) | mg/L | Water Quality Based Effluent Limit | 0.093 / 0.2325 | DAF/DMF | 31 / 19 | lbs/day | Weekly Average Limit / Monthly Average Limit
Upper LaMoine River | Drowning Fork Creek | DGLC‐01 | BUSHNELL WEST STP | 001 | IL0024384 | Chloride | 500 | mg/L | WQ Standard | 0.25 / 0.625 | DAF/DMF | 1043 / 2606 | lbs/day | Weekly Average Limit / Monthly Average Limit
Upper LaMoine River | Prairie Creek | DGZN‐01 | Carthage STP | 001 | IL0021229 | Dissolved Oxygen | 5.0 (Mar‐Jul), 3.5 (Aug‐Feb) | mg/L | Water Quality Based Effluent Limit | 0.5 / 5 | DAF/DMF | 167 / 104 | lbs/day | Weekly Average Limit / Monthly Average Limit
Upper LaMoine River | South Branch LaMoine River | DGZR | La Harpe STP | 001 | ILG580093 | Ammonia (Total) | 2.1 (Summer), 2.2 (Spring), 4 .5 (Winter) | mg/L | Water Quality Based Effluent Limit | 0.245 / 0.613 | DAF/DMF | 4.4 (Spring/Fall), 4.3 (Summer), 8.2 (Winter) | lbs/day | Weekly Average Limit / Monthly Average Limit
Upper LaMoine River | South Branch LaMoine River | DGZR | La Harpe STP | 1 | ILG580093 | Dissolved Oxygen | 5.0 (Mar‐Jul), 3.5 (Aug‐Feb) | mg/L | Water Quality Based Effluent Limit | 0.245 / 0.613 | DAF | 200 / 125 | lbs/day | Weekly Average Limit / Monthly Average Limit
Vermilion- North Fork | Lake Vermilion | RBD | Bismarck Community Unit School | 001 | IL0067156 | Fecal Coliform | 200 | cfu/100 ml | WQ Standard | 0.0071 | DAF | 50 | mil. col./ d | Exemption. WLA calculated at downstream end of exempted reach or end of effluent pipe.
Vermilion- North Fork | Lake Vermilion | RBD | Bismarck Community Unit School | 001 | IL0067156 | Phosphorus, Total | 3.5 | mg/L | TMDL Recommendation | 0.004 |  | 0.12 | lbs./d | No limit in permit/ DAF is .0071 MGD
Vermilion- North Fork | Lake Vermilion | RBD | Hoopeston STP | 001 | IL0024830 | Fecal Coliform | 200 | cfu/100 ml | WQ Standard | 1.652 |  | 1252 | mil. col./ d | DAF is 1.32 MGD. Exemption. WLA calculated at downstream end of exempted reach or end of effluent pipe.
Vermilion- North Fork | Lake Vermilion | RBD | Hoopeston STP | 001 | IL0024830 | Phosphorus, Total | 3.5 | mg/L | TMDL Recommendation | 1.652 |  | 48.25 | lbs./d | No limit in permit/ DAF is 1.32 MGD
Vermilion- North Fork | Lake Vermilion | RBD | Rossville STP | 001 | ILG580064 | Fecal Coliform | 200 | cfu/100 ml | WQ Standard | 0.18 | DAF | 1370 | mil. col./ d | Exemption. WLA calculated at downstream end of exempted reach or end of effluent pipe.
Vermilion- North Fork | Lake Vermilion | RBD | Rossville STP | 001 | ILG580064 | Phosphorus, Total | 3.5 | mg/L | TMDL Recommendation | 0.18 | DAF | 5.26 | lbs./d | Estimate
Vermilion River - Illinois Basin | Vermilion River | IL_DS-06, IL_DS-07 | Chatsworth STP | 001 | ILG580091 | Fecal Coliform | 200 / 400 | cfu/100mL | WQ Standard: GM / SSM | 0.184 / 0.460 | DAF / DMF | (3.5 / 7.0) and (1.4 / 2.8) | bil. col./ d | Exemption. WLA calculated at downstream end of exempted reach or end of effluent pipe.
Vermilion River - Illinois Basin | Vermilion River | IL_DS-06, IL_DS-10 | Chatsworth STP | 001 | ILG580091 | Nitrate Nitrogen | 10 | mg/L | WQ Standard | 0.184 / 0.460 | DAF / DMF | 15 / 38 | lb/day | DAF / DMF
Vermilion River - Illinois Basin | Vermilion River | IL_DS-07 | Chenoa STP | 001 | ILG582009 | Fecal Coliform | 200 / 400 | cfu/100mL | WQ Standard: GM / SSM | 0.263 / 0.658 | DAF / DMF | (5.0 / 10) and (2.0 / 4.0) | bil. col./ d | Exemption. WLA calculated at downstream end of exempted reach or end of effluent pipe.
Vermilion River - Illinois Basin | Vermilion River | IL_DS-10 | Chenoa STP, City of | 001 | ILG582009 | Nitrate Nitrogen | 10 | mg/L | WQ Standard | 0.263 / 0.658 | DAF / DMF | 22 / 55 | lb/day | DAF / DMF
Vermilion River - Illinois Basin | Vermilion River | IL_DS-06, IL_DS-07 | Cody Harris | 001 | ILG620223 | Fecal Coliform | 200 / 400 | cfu/100mL | WQ Standard: GM / SSM | 0.0015 | DAF / DMF | 0.011 / 0.23 | bil. col./ d | Private Sewage Disposal System
Vermilion River - Illinois Basin | Vermilion River | IL_DS-06, IL_DS-10 | Cody Harris | 001 | ILG620223 | Nitrate Nitrogen | 10 | mg/L | WQ Standard | 0.0015 | DAF / DMF | 0.13 | lb/day | DAF / DMF
Vermilion River - Illinois Basin | Vermilion River | IL_DS-06, IL_DS-07 | Fairbury STP | Treated combined sewage (002) | IL0021601 | Fecal Coliform | 400 | cfu/100mL | WQ Standard: SSM | 7.3 | DMF | 110 | bil. col./ d | WLA = High Flow using DMF (single sample maximum standard (SSM))
Vermilion River - Illinois Basin | Vermilion River | IL_DS-06, IL_DS-10 | Fairbury STP | 001 | IL0021601 | Nitrate Nitrogen | 10 | mg/L | WQ Standard | 0.66 / 2.4 | DAF / DMF | 55 / 200 | lb/day | DAF / DMF
Vermilion River - Illinois Basin | Vermilion River | IL_DS-06, IL_DS-10 | Fairbury STP | Treated combined sewage (002) | IL0021601 | Nitrate Nitrogen | 10 | mg/L | WQ Standard | 7.3 | DMF | 609 | lb/day | DMF
Vermilion River - Illinois Basin | Vermilion River | IL_DS-06,IL_DS-07 | Fairbury STP | 001 | IL0021601 | Fecal Coliform | 200 / 400 | cfu/100mL | WQ Standard: GM / SSM | 0.66/2.4 | DAF / DMF | (18 / 36 ) and (5 / 10 ) | bil. col./ d | WLA = High Flow using DMF (geometric mean standard (GM) / single sample maximum standard (SSM)) and Mid-Range to Low Flow using DAF (GM / SSM))
Vermilion River - Illinois Basin | Vermilion River | IL_DS-07 | Flanagan STP | 001 | ILG580057 | Fecal Coliform | 200 / 400 | cfu/100mL | WQ Standard: GM / SSM | 0.128 / 0.320 | DAF / DMF | (2.4 / 4.8) and (0.97 / 1.9) | bil. col./ d | Exemption. WLA calculated at downstream end of exempted reach or end of effluent pipe.
Vermilion River - Illinois Basin | Vermilion River | IL_DS-10 | Flanagan STP | 001 | ILG580057 | Nitrate Nitrogen | 10 | mg/L | WQ Standard | 0.128 / 0.320 | DAF / DMF | 11 / 27 | lb/day | DAF / DMF
Vermilion River - Illinois Basin | Vermilion River | IL_DS-06, IL_DS-07 | Forrest STP | 001 | IL0028819 | Fecal Coliform | 200 / 400 | cfu/100mL | WQ Standard: GM / SSM | 0.35 / 0.88 | DAF/ DMF | (6.7 / 13 ) and (2.6 / 5.3 ) | bil. col./ d | WLA = High Flow using DMF (geometric mean standard (GM) / single sample maximum standard (SSM)) and Mid-Range to Low Flow using DAF (GM / SSM))
Vermilion River - Illinois Basin | Vermilion River | IL_DS-06, IL_DS-07 | Forrest STP | Excess flow A01 | IL0028819 | Fecal Coliform | 400 | cfu/100mL | WQ Standard: SSM | 2.35 | DMF | 36 | bil. col./ d | WLA = High Flow using DMF (single sample maximum standard (SSM))
Vermilion River - Illinois Basin | Vermilion River | IL_DS-06, IL_DS-10 | Forrest STP | 001 | IL0028819 | Nitrate Nitrogen | 10 | mg/L | WQ Standard | 0.35 / 0.88 | DAF/ DMF | 29 / 73 | lb/day | DAF/ DMF
Vermilion River - Illinois Basin | Vermilion River | IL_DS-06, IL_DS-10 | Forrest STP | Excess flow A01 | IL0028819 | Nitrate Nitrogen | 10 | mg/L | WQ Standard | 2.35 | DMF | 196 | lb/day | DMF
Vermilion River - Illinois Basin | Vermilion River | IL_DS-07 | Illinois DOT I-55 Livingston Co N STP | 001 | ILG551063 | Fecal Coliform | 200 / 400 | cfu/100mL | WQ Standard: GM / SSM | 0.0155 / 0.0465 | DAF / DMF | (0.35 / 0.70) and (0.12 / 0.23) | bil. col./ d | Exemption. WLA calculated at downstream end of exempted reach or end of effluent pipe.
Vermilion River - Illinois Basin | Vermilion River | IL_DS-10 | Illinois DOT I-55 Livingston Co N STP | 001 | ILG551063 | Nitrate Nitrogen | 10 | mg/L | WQ Standard | 0.0155 / 0.0465 | DAF / DMF | 1.3 / 3.9 | lb/day | DAF / DMF
Vermilion River - Illinois Basin | Vermilion River | IL_DS-07 | Illinois DOT I-55 Livingston Co S STP | 001 | ILG551069 | Fecal Coliform | 200 / 400 | cfu/100mL | WQ Standard: GM / SSM | 0.0155 / 0.0465 | DAF / DMF | (0.35 / 0.70) and (0.12 / 0.23) | bil. col./ d | Exemption. WLA calculated at downstream end of exempted reach or end of effluent pipe.
Vermilion River - Illinois Basin | Vermilion River | IL_DS-10 | Illinois DOT I-55 Livingston Co S STP | 001 | ILG551069 | Nitrate Nitrogen | 10 | mg/L | WQ Standard | 0.0155 / 0.0465 | DAF / DMF | 1.3 / 3.9 | lb/day | DAF / DMF
Vermilion River - Illinois Basin | Kelly Creek | IL_DSQC-01 | Kempton Water Treatment Plant |  | ILG640275 | Iron (dissolved) | 4 | mg/L | WQ Standard | 0.015 |  | 0.13 | lb/day
Vermilion River - Illinois Basin | Vermilion River | IL_DS-07 | Meadows Mennonite Retirement Community | 001 | ILG551020 | Fecal Coliform | 200 / 400 | cfu/100mL | WQ Standard: GM / SSM | 0.045 / 0.1125 | DAF / DMF | (0.85 / 1.7) and (0.34 / 0.68) | bil. col./ d | Exemption. WLA calculated at downstream end of exempted reach or end of effluent pipe.
Vermilion River - Illinois Basin | Vermilion River | IL_DS-10 | Meadows Mennonite Retirement Community | 001 | ILG551020 | Nitrate Nitrogen | 10 | mg/L | WQ Standard | 0.045 / 0.1125 | DAF / DMF | 3.8 / 9.4 | lb/day | DAF / DMF
Vermilion River - Illinois Basin | Vermilion River | IL_DS-07 | Minonk STP | 001 | IL0037818 | Fecal Coliform | 200 / 400 | cfu/100mL | WQ Standard: GM / SSM | 0.34 / 0.85 | DAF/ DMF | (6.4 / 13) and (2.6 / 5.1) | bil. col./ d | WLA = High Flow using DMF (geometric mean standard (GM) / single sample maximum standard (SSM)) and Mid-Range to Low Flow using DAF (GM / SSM))
Vermilion River - Illinois Basin | Vermilion River | IL_DS-07 | Minonk STP | Excess flow (A01) | IL0037818 | Fecal Coliform | 400 | cfu/100mL | WQ Standard: SSM | 4.25 | DMF | 64 | bil. col./ d | WLA = High Flow using DMF (single sample maximum standard (SSM))
Vermilion River - Illinois Basin | Vermilion River | IL_DS-10 | Minonk STP | B01 | IL0037818 | Nitrate Nitrogen | 10 | mg/L | WQ Standard | 0.34 / 0.85 | DAF / DMF | 28 / 71 | lb/day | DAF / DMF
Vermilion River - Illinois Basin | Vermilion River | IL_DS-10 | Minonk STP | Excess flow (A01) | IL0037818 | Nitrate Nitrogen | 10 | mg/L | WQ Standard | 4.25 | DMF | 355 | lb/day | DMF
Vermilion River - Illinois Basin | Vermilion River | IL_DS-07 | Oglesby STP | 001 | IL0024996 | Fecal Coliform | 200 / 400 | cfu/100mL | WQ Standard: GM / SSM | 0.879 / 1.224 | DAF / DMF | (9.3 / 19) and (6.7 / 13) | bil. col./ d | WLA = High Flow using DMF (geometric mean standard (GM) / single sample maximum standard (SSM)) and Mid-Range to Low Flow using DAF (GM / SSM))
Vermilion River - Illinois Basin | Vermilion River | IL_DS-06, IL_DS-07 | Piper City Rehab and Living Center STP | 001 | IL0037001 | Fecal Coliform | 200 / 400 | cfu/100mL | WQ Standard: GM / SSM | 0.008 / 0.032 | DAF/ DMF | (0.24 / 0.48) and (0.061 / 0.12) | bil. col./ d | WLA = High Flow using DMF (geometric mean standard (GM) / single sample maximum standard (SSM)) and Mid-Range to Low Flow using DAF (GM / SSM))
Vermilion River - Illinois Basin | Vermilion River | IL_DS-06, IL_DS-10 | Piper City Rehab and Living Center STP | 001 | IL0037001 | Nitrate Nitrogen | 10 | mg/L | WQ Standard | 0.008 / 0.032 | DAF / DMF | 0.67 / 2.7 | lb/day | DAF / DMF
Vermilion River - Illinois Basin | Vermilion River | IL_DS-06, IL_DS-07 | Pontiac WWTP | 001 | IL0030457 | Fecal Coliform | 200 / 400 | cfu/100mL | WQ Standard: GM / SSM | 3.5 / 8.5 | DAF/ DMF | (64 / 129) and (26 / 53) | bil. col./ d | WLA = High Flow using DMF (geometric mean standard (GM) / single sample maximum standard (SSM)) and Mid-Range to Low Flow using DAF (GM / SSM))
Vermilion River - Illinois Basin | Vermilion River | IL_DS-06, IL_DS-10 | Pontiac WWTP | 001 | IL0030457 | Nitrate Nitrogen | 10 | mg/L | WQ Standard | 3.5 / 8.5 | DAF / DMF | 292 / 709 | lb/day | DAF/ DMF
Vermilion River - Illinois Basin | Vermilion River | IL_DS-07 | Salem Childrens Home | 001 | ILG551038 | Fecal Coliform | 200 / 400 | cfu/100mL | WQ Standard: GM / SSM | 0.011 / 0.03 | DAF / DMF | (0.23 / 0.45) and (0.083 / 0.17) | bil. col./ d | Exemption. WLA calculated at downstream end of exempted reach or end of effluent pipe.
Vermilion River - Illinois Basin | Vermilion River | IL_DS-10 | Salem Childrens Home | 001 | ILG551038 | Nitrate Nitrogen | 10 | mg/L | WQ Standard | 0.011 / 0.03 | DAF / DMF | 2.5 / 9.2 | lb/day | DAF / DMF
Vermilion River - Illinois Basin | Vermilion River | IL_DS-06, IL_DS-07 | Stelle Community Association STP | 001 | IL0026697 | Fecal Coliform | 200 / 400 | cfu/100mL | WQ Standard: GM / SSM | 0.02 / 0.04 | DAF / DMF | (0.30 / 0.61 ) and (0.15 / 0.30 ) | bil. col./ d | WLA = High Flow using DMF (geometric mean standard (GM) / single sample maximum standard (SSM)) and Mid-Range to Low Flow using DAF (GM / SSM))
Vermilion River - Illinois Basin | Vermilion River | IL_DS-06, IL_DS-10 | Stelle Community Association STP | 001 | IL0026697 | Nitrate Nitrogen | 10 | mg/L | WQ Standard | 0.02 / 0.04 | DAF / DMF | 1.7 / 3.3 | lb/day | DAF / DMF
Vermilion River - Illinois Basin | Vermilion River | IL_DS-07 | Streator STP | B01 | IL0022004 | Fecal Coliform | 200 / 400 | cfu/100mL | WQ Standard: GM / SSM | 4.0 / 11.4 | DAF / DMF | (86 / 172) and (30 / 60) | bil. col./ d | WLA = High Flow using DMF (geometric mean standard (GM) / single sample maximum standard (SSM)) and Mid-Range to Low Flow using DAF (GM / SSM))
Vermilion River - Illinois Basin | Vermilion River | IL_DS-07 | Streator STP | Treated combined sewage (024, A01, C01) | IL0022004 | Fecal Coliform | 400 | cfu/100mL | WQ Standard: SSM | 17 | DMF | 258 | bil. col./ d | WLA = High Flow using DMF (single sample maximum standard (SSM))
Vermilion River - Illinois Basin | Vermilion River | IL_DS-10 | Streator STP | B01 | IL0022004 | Nitrate Nitrogen | 10 | mg/L | WQ Standard | 4.0 / 11.4 | DAF / DMF | 334 / 951 | lb/day | DAF / DMF
Vermilion River - Illinois Basin | Vermilion River | IL_DS-10 | Streator STP | Treated combined sewage (024, A01, C01) | IL0022004 | Nitrate Nitrogen | 10 | mg/L | WQ Standard | 17 | DMF | 1419 | lb/day | DMF
Vermilion River - Illinois Basin | Vermilion River | IL_DS-07 | Tonica STP, | 001 | IL0023639 | Fecal Coliform | 200 / 400 | cfu/100mL | WQ Standard: GM / SSM | 0.100 / 0.250 | DAF / DMF | (1.9 / 3.8) and (0.76 / 1.5) | bil. col./ d | WLA = High Flow using DMF (geometric mean standard (GM) / single sample maximum standard (SSM)) and Mid-Range to Low Flow using DAF (GM / SSM))
Vermilion River - Illinois Basin | Vermilion River | IL_DS-07 | Woodland School CU District 5 - STP | 001 | IL0048828 | Fecal Coliform | 200 / 400 | cfu/100mL | WQ Standard: GM / SSM | 0.012 / 0.03 | DAF / DMF | (0.23 / 0.45) and (0.091 / 0.18) | bil. col./ d | WLA = High Flow using DMF (geometric mean standard (GM) / single sample maximum standard (SSM)) and Mid-Range to Low Flow using DAF (GM / SSM))
Vermilion River - Illinois Basin | Vermilion River | IL_DS-10 | Woodland School CU District 5 - STP | 001 | IL0048828 | Nitrate Nitrogen | 10 | mg/L | WQ Standard | 0.012 / 0.03 | DAF / DMF | 1.0 / 2.5 | lb/day | DAF / DMF
Vermilion River - Illinois Basin | Kelly Creek | IL_DSQC-01 | WTP of Stelle Community Association |  | ILG640007 | Iron (dissolved) | 4 | mg/L | WQ Standard | 0.0016 |  | 0.013 | lb/day
Vermont City Reservoir & Sugar Creek | Sugar Creek | IL_DH-01 | VILLAGE OF ASTORIA WWTP | BO1 | IL0025364 | Fecal Coliform | 200 | cfu/100 ml | WQ Standards | 0.28/0.70 | DAF/DMF | 2120/5300 | mil. col./d | Exemption. WLA calculated at downstream end of exempted reach or end of effluent pipe.
Vermont City Reservoir & Sugar Creek | Sugar Creek | IL_DH-01 | VILLAGE OF TABLE GROVE STP | 001 | ILG580040 | Fecal Coliform | 200 | cfu/100 ml | WQ Standards | 0.075/0.1875 | DAF/DMF | 568/1420 | mil. col./d | Exemption. WLA calculated at downstream end of exempted reach or end of effluent pipe.
Wabash River | Wabash River | B-06 | Ameren Energy- Hutsonville | 001, 002, 003, 005, 006, 007 | IL0004120 | Fecal Coliform | 400 | cfu/100 ml | Limit | 90.08 |  | 1370000 | mil. col./ d | No limits in permit
Wabash River | Wabash River | B-06 | Mount Carmel STP | 001 | IL0030023 | Fecal Coliform | 400 | cfu/100 ml | Limit | 2 | DAF | 30300 | mil. col./ d | Exemption. WLA calculated at downstream end of exempted reach or end of effluent pipe.
* Chloride WLAs for MS4s in Thorn Creek watershed are based upon percent of moisture content and can be found in Table 2-23 of the Stage 3 TMDL report.
* Fecal coliform WLAs for MS4s in Thorn Creek watershed are based upon percent of moisture content and can be found in Table 2-5 thru Table 2-12 of the Final TMDL Report.
* Zinc WLAs for MS4s in the Thorn Creek watershed are based upon percent of moisture content and can be found in Table 2-27 of the Stage 3 TMDL report.

## Kaskaskia- Lower
TMDL | Segment/ Lake Name | TMDL Segment/ Lake ID | NPDES Facility Name | NPDES Permit Number | Parameter | Conc. | Unit | Design Average Flow (MGD) | Flow Note | WLA-DAF (mil. Col/Day) | Design Maximum Flow (MGD) | WLA-DMF (mil. Col/Day)
Kaskaskia- Lower | Kaskaskia River | O-30 | DYNEGY MIDWEST GENERATION-BALD | IL0000043 | Fecal Coliform | 200 | cfu/100ml | 0.01375/ 0.04 | DAF/DMF | 104/ 303 | 0.04 | 303
Kaskaskia- Lower | Kaskaskia River | O-20 | AMEREN - COFFEEN POWER STATION | IL0000108 | Fecal Coliform | 200 | cfu/100ml | 0.0085/ 0.03 | DAF/DMF | 64/ 227 | 0.03 | 227
Kaskaskia- Lower | Kaskaskia River | O-20 | KRAFT FOODS-CHAMPAIGN | IL0004227 | Fecal Coliform | 200 | cfu/100ml | 0.558 | DAF | 4225 | 0.558 | 4225
Kaskaskia- Lower | Kaskaskia River | O-20 | AVISTON STP | IL0020001 | Fecal Coliform | 200 | cfu/100ml | 0.167/ 0.35 | DAF/DMF | 1264/ 2650 | 0.35 | 2650
Kaskaskia- Lower | Kaskaskia River | O-20 | NOKOMIS STP | IL0020206 | Fecal Coliform | 200 | cfu/100ml | 0.36/ 0.9 | DAF/DMF | 2725/ 6814 | 0.9 | 6814
Kaskaskia- Lower | Kaskaskia River | O-20 | LITCHFIELD STP | IL0020621 | Fecal Coliform | 200 | cfu/100ml | 3.04/ 5.835 | DAF/DMF | 23015/ 44176 | 5.835 | 44176
Kaskaskia- Lower | Kaskaskia River | O-30 | FREEBURG EAST STP | IL0020753 | Fecal Coliform | 200 | cfu/100ml | 0.31/ 0.775 | DAF/DMF | 2347/ 5867 | 0.775 | 5867
Kaskaskia- Lower | Kaskaskia River | O-30 | FAYETTEVILLE STP | IL0020893 | Fecal Coliform | 200 | cfu/100ml | 0.05/ 0.199 | DAF/DMF | 379/ 1507 | 0.199 | 1507
Kaskaskia- Lower | Kaskaskia River | O-30 | CASEYVILLE TOWNSHIP EAST STP | IL0021083 | Fecal Coliform | 200 | cfu/100ml | 4.4/ 11.39 | DAF/DMF | 33312/ 86231 | 11.39 | 86231
Kaskaskia- Lower | Kaskaskia River | O-30 | SWANSEA STP | IL0021181 | Fecal Coliform | 200 | cfu/100ml | 5.015/ 11.89 | DAF/DMF | 37968/ 90017 | 11.89 | 90017
Kaskaskia- Lower | Kaskaskia River | O-20 | BECKEMEYER STP | IL0021270 | Fecal Coliform | 200 | cfu/100ml | 0.125/ 0.408 | DAF/DMF | 946/ 3089 | 0.408 | 3089
Kaskaskia- Lower | Kaskaskia River | O-30 | EVANSVILLE STP | IL0021440 | Fecal Coliform | 200 | cfu/100ml | 0.17/ 0.425 | DAF/DMF | 1287/ 3218 | 0.425 | 3218
Kaskaskia- Lower | Kaskaskia River | O-30 | O'FALLON STP | IL0021636 | Fecal Coliform | 200 | cfu/100ml | 5.61/ 13.14 | DAF/DMF | 42472/ 99480 | 13.14 | 99480
Kaskaskia- Lower | Kaskaskia River | O-30 | NEW ATHENS WWTP | IL0021725 | Fecal Coliform | 200 | cfu/100ml | 0.3/ 0.75 | DAF/DMF | 2271/ 5678 | 0.75 | 5678
Kaskaskia- Lower | Kaskaskia River | O-20 | ARTHUR STP | IL0021741 | Fecal Coliform | 200 | cfu/100ml | 0.5/ 1.25 | DAF/DMF | 3785/ 9464 | 1.25 | 9464
Kaskaskia- Lower | Kaskaskia River | O-20 | SULLIVAN STP | IL0021806 | Fecal Coliform | 200 | cfu/100ml | 0.75 | DAF | 5678 | 0.75 | 5678
Kaskaskia- Lower | Kaskaskia River | O-30 | BELLEVILLE STP #1 | IL0021873 | Fecal Coliform | 200 | cfu/100ml | 8/ 16 | DAF/DMF | 60566/ 121133 | 16 | 121133
Kaskaskia- Lower | Kaskaskia River | O-20 | SHELBYVILLE STP | IL0021890 | Fecal Coliform | 200 | cfu/100ml | 0.73/ 2 | DAF/DMF | 5527/ 15142 | 2 | 15142
Kaskaskia- Lower | Kaskaskia River | O-20 | PANA STP | IL0022314 | Fecal Coliform | 200 | cfu/100ml | 1.17/ 3.13 | DAF/DMF | 8858/ 23697 | 3.13 | 23697
Kaskaskia- Lower | Kaskaskia River | O-20 | WITT STP | IL0022667 | Fecal Coliform | 200 | cfu/100ml | 0.115/ 0.29 | DAF/DMF | 871/ 2196 | 0.29 | 2196
Kaskaskia- Lower | Kaskaskia River | O-20 | BREESE STP | IL0022772 | Fecal Coliform | 200 | cfu/100ml | 0.629/ 1.57 | DAF/DMF | 4762/ 11886 | 1.57 | 11886
Kaskaskia- Lower | Kaskaskia River | O-20 | BETHANY STP | IL0023051 | Fecal Coliform | 200 | cfu/100ml | 0.2/ 0.404 | DAF/DMF | 1514/ 3059 | 0.404 | 3059
Kaskaskia- Lower | Kaskaskia River | O-20 | SALEM STP | IL0023264 | Fecal Coliform | 200 | cfu/100ml | 1.672/ 3.762 | DAF/DMF | 12658/ 28481 | 3.762 | 28481
Kaskaskia- Lower | Kaskaskia River | O-20 | VANDALIA STP | IL0023574 | Fecal Coliform | 200 | cfu/100ml | 1.3/ 8.25 | DAF/DMF | 9842/ 62459 | 8.25 | 62459
Kaskaskia- Lower | Kaskaskia River | O-20 | PATOKA COMMUNITY UNIT SCHOOL | IL0024376 | Fecal Coliform | 200 | cfu/100ml | 0.006/ 0.008 | DAF/DMF | 45/ 61 | 0.008 | 61
Kaskaskia- Lower | Kaskaskia River | O-30 | NEW ATHENS MOBIL HOME PARK | IL0024601 | Fecal Coliform | 200 | cfu/100ml | 0.0278/ 0.0645 | DAF/DMF | 210/ 488 | 0.0645 | 488
Kaskaskia- Lower | Kaskaskia River | O-30 | MARISSA STP | IL0024813 | Fecal Coliform | 200 | cfu/100ml | 0.585/ 2.54 | DAF/DMF | 4429/ 19230 | 2.54 | 19230
Kaskaskia- Lower | Kaskaskia River | O-20 | CENTRAL CITY STP | IL0024899 | Fecal Coliform | 200 | cfu/100ml | 0.304/ 1.267 | DAF/DMF | 2302/ 9592 | 1.267 | 9592
Kaskaskia- Lower | Kaskaskia River | O-20 | ATWOOD STP | IL0025097 | Fecal Coliform | 200 | cfu/100ml | 0.2/ 0.5 | DAF/DMF | 1514/ 3785 | 0.5 | 3785
Kaskaskia- Lower | Kaskaskia River | O-30 | MASCOUTAH STP | IL0025291 | Fecal Coliform | 200 | cfu/100ml | 0.965/ 2.972 | DAF/DMF | 7306/ 22500 | 2.972 | 22500
Kaskaskia- Lower | Kaskaskia River | O-30 | RED BUD STP | IL0025348 | Fecal Coliform | 200 | cfu/100ml | 0.6/ 1.2 | DAF/DMF | 4542/ 9085 | 1.2 | 9085
Kaskaskia- Lower | Kaskaskia River | O-20 | RAYMOND STP | IL0025381 | Fecal Coliform | 200 | cfu/100ml | 0.1/ 0.25 | DAF/DMF | 757/ 1893 | 0.25 | 1893
Kaskaskia- Lower | Kaskaskia River | O-20 | COE-WILBORN CREEK | IL0025895 | Fecal Coliform | 200 | cfu/100ml | 0.015/ 0.0375 | DAF/DMF | 114/ 284 | 0.0375 | 284
Kaskaskia- Lower | Kaskaskia River | O-20 | CORPS OF ENGR-CARLYLE BOULDER | IL0025933 | Fecal Coliform | 200 | cfu/100ml | 0.001 | DAF | 8 | 0.001 | 8
Kaskaskia- Lower | Kaskaskia River | O-20 | GREENVILLE STP | IL0026298 | Fecal Coliform | 200 | cfu/100ml | 1.57/ 3.93 | DAF/DMF | 11886/ 29753 | 3.93 | 29753
Kaskaskia- Lower | Kaskaskia River | O-20 | TRENTON STP | IL0026701 | Fecal Coliform | 200 | cfu/100ml | 0.5/ 1.25 | DAF/DMF | 3785/ 9464 | 1.25 | 9464
Kaskaskia- Lower | Kaskaskia River | O-30 | SCOTT AIR FORCE BASE | IL0026859 | Fecal Coliform | 200 | cfu/100ml | 2/ 3 | DAF/DMF | 15142/ 22712 | 3 | 22712
Kaskaskia- Lower | Kaskaskia River | O-30 | ADORERS OF THE BLOOD OF CHRIST | IL0026948 | Fecal Coliform | 200 | cfu/100ml | 0.03/ 0.114 | DAF/DMF | 227/ 863 | 0.114 | 863
Kaskaskia- Lower | Kaskaskia River | O-20 | NASHVILLE STP | IL0027081 | Fecal Coliform | 200 | cfu/100ml | 0.5/ 1.7 | DAF/DMF | 3785/ 12870 | 1.7 | 12870
Kaskaskia- Lower | Kaskaskia River | O-30 | BALDWIN STP | IL0027219 | Fecal Coliform | 200 | cfu/100ml | 0.051/ 0.128 | DAF/DMF | 386/ 969 | 0.128 | 969
Kaskaskia- Lower | Kaskaskia River | O-20 | CARLYLE STP | IL0027901 | Fecal Coliform | 200 | cfu/100ml | 1.4/ 3.2 | DAF/DMF | 10599/ 24227 | 3.2 | 24227
Kaskaskia- Lower | Kaskaskia River | O-20 | CENTRALIA STP | IL0027979 | Fecal Coliform | 200 | cfu/100ml | 3.15/ 4.5 | DAF/DMF | 23848/ 34069 | 4.5 | 34069
Kaskaskia- Lower | Kaskaskia River | O-20 | COWDEN STP | IL0028231 | Fecal Coliform | 200 | cfu/100ml | 0.075 | DAF | 568 | 0.75 | 5678
Kaskaskia- Lower | Kaskaskia River | O-20 | HIGHLAND STP | IL0029173 | Fecal Coliform | 200 | cfu/100ml | 1.6/ 4 | DAF/DMF | 12113/ 30283 | 4 | 30283
Kaskaskia- Lower | Kaskaskia River | O-20 | HILLSBORO STP | IL0029203 | Fecal Coliform | 200 | cfu/100ml | 1.045/ 3.067 | DAF/DMF | 7911/ 23220 | 3.067 | 23220
Kaskaskia- Lower | Kaskaskia River | O-20 | CENTRALIA-KASKASKIA COLLEGE | IL0029335 | Fecal Coliform | 200 | cfu/100ml | 0.125/ 0.312 | DAF/DMF | 946/ 2362 | 0.312 | 2362
Kaskaskia- Lower | Kaskaskia River | O-30 | LEBANON STP | IL0029483 | Fecal Coliform | 200 | cfu/100ml | 0.878/ 1.3 | DAF/DMF | 6647/ 9842 | 1.3 | 9842
Kaskaskia- Lower | Kaskaskia River | O-20 | ST. ELMO STP | IL0030872 | Fecal Coliform | 200 | cfu/100ml | 0.343/ 1.31 | DAF/DMF | 2597/ 9918 | 1.31 | 9918
Kaskaskia- Lower | Kaskaskia River | O-20 | SANDOVAL STP | IL0030961 | Fecal Coliform | 200 | cfu/100ml | 0.18/ 0.45 | DAF/DMF | 1363/ 3407 | 0.45 | 3407
Kaskaskia- Lower | Kaskaskia River | O-30 | TROY STP | IL0031488 | Fecal Coliform | 200 | cfu/100ml | 1.35/ 3.902 | DAF/DMF | 10221/ 29541 | 3.902 | 29541
Kaskaskia- Lower | Kaskaskia River | O-20 | URBANA-CHAMPAIGN SD SW STP | IL0031526 | Fecal Coliform | 200 | cfu/100ml | 7.98/ 17.25 | DAF/DMF | 60415/ 130596 | 17.25 | 130596
Kaskaskia- Lower | Kaskaskia River | O-30 | FREEBURG WEST STP | IL0032310 | Fecal Coliform | 200 | cfu/100ml | 0.4/ 1 | DAF/DMF | 3028/ 7571 | 1 | 7571
Kaskaskia- Lower | Kaskaskia River | O-30 | MILLSTADT STP | IL0032514 | Fecal Coliform | 200 | cfu/100ml | 0.965/ 1.838 | DAF/DMF | 7306/ 13915 | 1.838 | 13915
Kaskaskia- Lower | Kaskaskia River | O-20 | BEMENT STP | IL0032549 | Fecal Coliform | 200 | cfu/100ml | 0.176/ 0.48 | DAF/DMF | 1332/ 3634 | 0.48 | 3634
Kaskaskia- Lower | Kaskaskia River | O-20 | NEW BADEN STP | IL0032603 | Fecal Coliform | 200 | cfu/100ml | 0.78/ 1.349 | DAF/DMF | 5905/ 10213 | 1.349 | 10213
Kaskaskia- Lower | Kaskaskia River | O-20 | RAMSEY LAKE STATE PARK | IL0037974 | Fecal Coliform | 200 | cfu/100ml | 0.015/ 0.0375 | DAF/DMF | 114/ 284 | 0.0375 | 284
Kaskaskia- Lower | Kaskaskia River | O-30 | COUNTRYVIEW COURT-SPARTA | IL0046019 | Fecal Coliform | 200 | cfu/100ml | 0.011/ 0.028 | DAF/DMF | 83/ 212 | 0.028 | 212
Kaskaskia- Lower | Kaskaskia River | O-20 | DALTON CITY STP | IL0046281 | Fecal Coliform | 200 | cfu/100ml | 0.075/ 0.185 | DAF/DMF | 568/ 1401 | 0.185 | 1401
Kaskaskia- Lower | Kaskaskia River | O-30 | DUTCH HOLLOW VILLAGE, INC. | IL0046663 | Fecal Coliform | 200 | cfu/100ml | 0.08/ 0.2 | DAF/DMF | 606/ 1514 | 0.2 | 1514
Kaskaskia- Lower | Kaskaskia River | O-30 | JOHANNISBURG GRADE SCHOOL | IL0046884 | Fecal Coliform | 200 | cfu/100ml | 0.0018/ 0.0045 | DAF/DMF | 14/ 34 | 0.0045 | 34
Kaskaskia- Lower | Kaskaskia River | O-30 | ST. CLAIR TWP | IL0048232 | Fecal Coliform | 200 | cfu/100ml | 1.5/ 3.75 | DAF/DMF | 11356/ 28391 | 3.75 | 28391
Kaskaskia- Lower | Kaskaskia River | O-20 | PANAMA STP | IL0048992 | Fecal Coliform | 200 | cfu/100ml | 0.0525/ 0.131 | DAF/DMF | 397/ 992 | 0.131 | 992
Kaskaskia- Lower | Kaskaskia River | O-20 | ADDIEVILLE STP | IL0049140 | Fecal Coliform | 200 | cfu/100ml | 0.033/ 0.083 | DAF/DMF | 250/ 628 | 0.083 | 628
Kaskaskia- Lower | Kaskaskia River | O-20 | FILLMORE STP | IL0050156 | Fecal Coliform | 200 | cfu/100ml | 0.049/ 0.195 | DAF/DMF | 371/ 1476 | 0.195 | 1476
Kaskaskia- Lower | Kaskaskia River | O-30 | CLANAHAN TRAILER PARK | IL0052256 | Fecal Coliform | 200 | cfu/100ml | 0.0042/ 0.01 | DAF/DMF | 32/ 76 | 0.01 | 76
Kaskaskia- Lower | Kaskaskia River | O-20 | RACCOON CONSOLIDATED SCHOOL | IL0052981 | Fecal Coliform | 200 | cfu/100ml | 0.0125/ 0.031 | DAF/DMF | 95/ 235 | 0.031 | 235
Kaskaskia- Lower | Kaskaskia River | O-20 | IL DNR-ELDON HAZLETT SP CAMPGR | IL0053996 | Fecal Coliform | 200 | cfu/100ml | 0.045/ 0.11 | DAF/DMF | 341/ 833 | 0.11 | 833
Kaskaskia- Lower | Kaskaskia River | O-20 | LITCHFIELD-LAKE YAEGAR REC STP | IL0054976 | Fecal Coliform | 200 | cfu/100ml | 0.004/ 0.01 | DAF/DMF | 30/ 76 | 0.01 | 76
Kaskaskia- Lower | Kaskaskia River | O-30 | SMITHTON-WILDWOOD STP | IL0061131 | Fecal Coliform | 200 | cfu/100ml | 0.154/ 0.614 | DAF/DMF | 1166/ 4648 | 0.614 | 4648
Kaskaskia- Lower | Kaskaskia River | O-20 | IL DOC-CENTRALIA CORRECTIONAL | IL0061344 | Fecal Coliform | 200 | cfu/100ml | 0.234/ 0.343 | DAF/DMF | 1772/ 2597 | 0.343 | 2597
Kaskaskia- Lower | Kaskaskia River | O-20 | HICKORY SHORES RESORT | IL0061697 | Fecal Coliform | 200 | cfu/100ml | 0.01/ 0.02 | DAF/DMF | 76/ 151 | 0.02 | 151
Kaskaskia- Lower | Kaskaskia River | O-30 | VALLEY VIEW MOBILE HOME PARK | IL0062111 | Fecal Coliform | 200 | cfu/100ml | terminated |  |  | 0 | -
Kaskaskia- Lower | Kaskaskia River | O-30 | RUMA STP | IL0063282 | Fecal Coliform | 200 | cfu/100ml | 0.04/ 0.16 | DAF/DMF | 303/ 1211 | 0.16 | 1211
Kaskaskia- Lower | Kaskaskia River | O-20 | HOLIDAY INN CARLINVILLE | IL0063525 | Fecal Coliform | 200 | cfu/100ml | 0.026/ 0.033 | DAF/DMF | 197/ 250 | 0.033 | 250
Kaskaskia- Lower | Kaskaskia River | O-20 | DAMIANSVILLE STP | IL0063762 | Fecal Coliform | 200 | cfu/100ml | 0.06/ 0.234 | DAF/DMF | 454/ 1772 | 0.234 | 1772
Kaskaskia- Lower | Kaskaskia River | O-20 | BEECHER CITY STP | IL0063878 | Fecal Coliform | 200 | cfu/100ml | 0.052/ 0.105 | DAF/DMF | 394/ 795 | 0.105 | 795
Kaskaskia- Lower | Kaskaskia River | O-30 | SUMMERFIELD STP | IL0064220 | Fecal Coliform | 200 | cfu/100ml | 0.07/ 0.245 | DAF/DMF | 530/ 1855 | 0.245 | 1855
Kaskaskia- Lower | Kaskaskia River | O-30 | SPARTA STP | IL0066133 | Fecal Coliform | 200 | cfu/100ml | 0.25/ 0.62 | DAF/DMF | 1893/ 4694 | 0.62 | 4694
Kaskaskia- Lower | Kaskaskia River | O-20 | OAK TERRACE-BEYERS LAKE | IL0066672 | Fecal Coliform | 200 | cfu/100ml | 0.09/ 0.36 | DAF/DMF | 681/ 2725 | 0.36 | 2725
Kaskaskia- Lower | Kaskaskia River | O-30 | TRISIMO MOTEL DEVELOPMENT | IL0066788 | Fecal Coliform | 200 | cfu/100ml | 0.0092/ 0.037 | DAF/DMF | 70/ 280 | 0.037 | 280
Kaskaskia- Lower | Kaskaskia River | O-30 | COLWELL SYSTEMS INC. | IL0067202 | Fecal Coliform | 200 | cfu/100ml | 0.008 | DAF | 61 | 0.008 | 61
Kaskaskia- Lower | Kaskaskia River | O-30 | IL DOT-I64 ST CLAIR COUNTY | IL0068314 | Fecal Coliform | 200 | cfu/100ml | 0.03/ 0.18 | DAF/DMF | 227/ 1363 | 0.18 | 1363
Kaskaskia- Lower | Kaskaskia River | O-30 | WATERLOO EAST STP | IL0070734 | Fecal Coliform | 200 | cfu/100ml | terminated |  | - | 0 | -
Kaskaskia- Lower | Kaskaskia River | O-20 | GATEWAY RETREAT CENTER | IL0072281 | Fecal Coliform | 200 | cfu/100ml | 0.016/ 0.068 | DAF/DMF | 121/ 515 | 0.068 | 515
Kaskaskia- Lower | Kaskaskia River | O-20 | OKAWVILLE STP | IL0074179 | Fecal Coliform | 200 | cfu/100ml | 0.25/ 0.877 | DAF/DMF | 1893/ 6640 | 0.877 | 6640
Kaskaskia- Lower | Kaskaskia River | O-20 | NEW DOUGLAS STP | IL0074292 | Fecal Coliform | 200 | cfu/100ml | 0.055/ 0.18 | DAF/DMF | 416/ 1363 | 0.18 | 1363
Kaskaskia- Lower | Kaskaskia River | O-30 | MANORS AT KENSINGTON PARQUE | IL0074993 | Fecal Coliform | 200 | cfu/100ml | 0.0238/ 0.0595 | DAF/DMF | 180/ 450 | 0.0595 | 450
Kaskaskia- Lower | Kaskaskia River | O-30 | METRO-EAST AIRPARK STP | IL0075094 | Fecal Coliform | 200 | cfu/100ml | 0.0042/ 0.015 | DAF/DMF | 32/ 114 | 0.015 | 114
Kaskaskia- Lower | Kaskaskia River | O-20 | CASTLE RIDGE ESTATES SUBDIVSN | IL0075388 | Fecal Coliform | 200 | cfu/100ml | 0.0175/ 0.0735 | DAF/DMF | 132/ 556 | 0.0735 | 556
Kaskaskia- Lower | Kaskaskia River | O-20 | WESCLIN HIGH SCHOOL DIST 3 | ILG551011 | Fecal Coliform | 200 | cfu/100ml | 0.02/ 0.05 | DAF/DMF | 151/ 379 | 0.05 | 379
Kaskaskia- Lower | Kaskaskia River | O-30 | TRIAD COMMUNITY UNIT DIST #2 | ILG551025 | Fecal Coliform | 200 | cfu/100ml | 0.0195/ 0.0488 | DAF/DMF | 148/ 369 | 0.0488 | 369
Kaskaskia- Lower | Kaskaskia River | O-20 | IL DOT-I-70 REST AREA | ILG551027 | Fecal Coliform | 200 | cfu/100ml | 0.028/ 0.072 | DAF/DMF | 212/ 545 | 0.072 | 545
Kaskaskia- Lower | Kaskaskia River | O-20 | WESTERN SPRINGS MHP-CENTRALIA | ILG551030 | Fecal Coliform | 200 | cfu/100ml | 0.0187/ 0.048 | DAF/DMF | 142/ 363 | 0.048 | 363
Kaskaskia- Lower | Kaskaskia River | O-30 | TIMBER LAKE HOMEOWNERS ASSOC | ILG551050 | Fecal Coliform | 200 | cfu/100ml | 0.0068/ 0.017 | DAF/DMF | 51/ 129 | 0.017 | 129
Kaskaskia- Lower | Kaskaskia River | O-20 | ROCK SPRINGS LLC | ILG551052 | Fecal Coliform | 200 | cfu/100ml | 0.04/ 0.1 | DAF/DMF | 303/ 757 | 0.1 | 757
Kaskaskia- Lower | Kaskaskia River | O-20 | COUNTRY SCHOOL MHP | ILG551055 | Fecal Coliform | 200 | cfu/100ml | 0.0024/ 0.006 | DAF/DMF | 18/ 45 | 0.006 | 45
Kaskaskia- Lower | Kaskaskia River | O-20 | WEST SIDE MOBILE HOME PARK | ILG551078 | Fecal Coliform | 200 | cfu/100ml | 0.02/ 0.05 | DAF/DMF | 151/ 379 | 0.05 | 379
Kaskaskia- Lower | Kaskaskia River | O-20 | SAINT ROSE SD STP | ILG580002 | Fecal Coliform | 200 | cfu/100ml | 0.039/ 0.53 | DAF/DMF | 295/ 4013 | 0.53 | 4013
Kaskaskia- Lower | Kaskaskia River | O-20 | BARTELSO STP | ILG580003 | Fecal Coliform | 200 | cfu/100ml | 0.0668/ 0.167 | DAF/DMF | 506/ 1264 | 0.167 | 1264
Kaskaskia- Lower | Kaskaskia River | O-30 | ALHAMBRA STP | ILG580004 | Fecal Coliform | 200 | cfu/100ml | 0.0725/ 0.288 | DAF/DMF | 549/ 2180 | 0.288 | 2180
Kaskaskia- Lower | Kaskaskia River | O-20 | IRVINGTON SD WWTF | ILG580006 | Fecal Coliform | 200 | cfu/100ml | 0.093/ 0.33 | DAF/DMF | 704/ 2498 | 0.33 | 2498
Kaskaskia- Lower | Kaskaskia River | O-20 | ST. PETER EAST STP | ILG580007 | Fecal Coliform | 200 | cfu/100ml | 0.042/ 0.17 | DAF/DMF | 318/ 1287 | 0.17 | 1287
Kaskaskia- Lower | Kaskaskia River | O-20 | POCAHONTAS STP | ILG580010 | Fecal Coliform | 200 | cfu/100ml | 0.125/ 0.5 | DAF/DMF | 946/ 3785 | 0.5 | 3785
Kaskaskia- Lower | Kaskaskia River | O-30 | HAMEL STP | ILG580011 | Fecal Coliform | 200 | cfu/100ml | 0.105/ 0.263 | DAF/DMF | 795/ 1991 | 0.263 | 1991
Kaskaskia- Lower | Kaskaskia River | O-30 | LENZBURG STP | ILG580013 | Fecal Coliform | 200 | cfu/100ml | 0.0825/ 0.165 | DAF/DMF | 625/ 1249 | 0.165 | 1249
Kaskaskia- Lower | Kaskaskia River | O-30 | SAINT LIBORY WWTP | ILG580014 | Fecal Coliform | 200 | cfu/100ml | 0.09/ 0.225 | DAF/DMF | 681/ 1703 | 0.225 | 1703
Kaskaskia- Lower | Kaskaskia River | O-20 | HOYLETON STP | ILG580016 | Fecal Coliform | 200 | cfu/100ml | 0.059/ 0.159 | DAF/DMF | 447/ 1204 | 0.159 | 1204
Kaskaskia- Lower | Kaskaskia River | O-20 | ALBERS STP | ILG580017 | Fecal Coliform | 200 | cfu/100ml | 0.0907/ 0.227 | DAF/DMF | 687/ 1719 | 0.227 | 1719
Kaskaskia- Lower | Kaskaskia River | O-20 | PATOKA STP | ILG580022 | Fecal Coliform | 200 | cfu/100ml | 0.072/ 0.149 | DAF/DMF | 545/ 1128 | 0.149 | 1128
Kaskaskia- Lower | Kaskaskia River | O-30 | SMITHTON STP | ILG580026 | Fecal Coliform | 200 | cfu/100ml | 0.24/ 0.6 | DAF/DMF | 1817/ 4542 | 0.6 | 4542
Kaskaskia- Lower | Kaskaskia River | O-20 | BROWNSTOWN STP | ILG580027 | Fecal Coliform | 200 | cfu/100ml | 0.1/ 0.327 | DAF/DMF | 757 2476 | 0.327 | 2476
Kaskaskia- Lower | Kaskaskia River | O-20 | FARINA STP | ILG580047 | Fecal Coliform | 200 | cfu/100ml | 0.062/ 0.105 | DAF/DMF | 469/ 795 | 0.062 | 469
Kaskaskia- Lower | Kaskaskia River | O-20 | SORENTO STP | ILG580049 | Fecal Coliform | 200 | cfu/100ml | 0.07/ 0.175 | DAF/DMF | 530/ 1325 | 0.175 | 1325
Kaskaskia- Lower | Kaskaskia River | O-20 | HUMBOLT STP | ILG580051 | Fecal Coliform | 200 | cfu/100ml | 0.07/ 0.175 | DAF/DMF | 530/ 1325 | 0.175 | 1325
Kaskaskia- Lower | Kaskaskia River | O-20 | CERRO GORDO STP | ILG580066 | Fecal Coliform | 200 | cfu/100ml | 0.2/ 0.5 | DAF/DMF | 1514/ 3785 | 0.5 | 3785
Kaskaskia- Lower | Kaskaskia River | O-20 | LOUISVILLE STP | ILG580081 | Fecal Coliform | 200 | cfu/100ml | 0.15/ 0.375 | DAF/DMF | 1136/ 2839 | 0.375 | 2839
Kaskaskia- Lower | Kaskaskia River | O-20 | HAMMOND STP | ILG580095 | Fecal Coliform | 200 | cfu/100ml | 0.07/ 0.175 | DAF/DMF | 530/ 1325 | 0.175 | 1325
Kaskaskia- Lower | Kaskaskia River | O-30 | TILDEN STP | ILG580107 | Fecal Coliform | 200 | cfu/100ml | 0.111/ 0.275 | DAF/DMF | 840/ 2082 | 0.275 | 2082
Kaskaskia- Lower | Kaskaskia River | O-30 | LIVINGSTON STP | ILG580115 | Fecal Coliform | 200 | cfu/100ml | 0.148/ 0.6678 | DAF/DMF | 1120/ 5056 | 0.6678 | 5056
Kaskaskia- Lower | Kaskaskia River | O-20 | KINMUNDY STP | ILG580123 | Fecal Coliform | 200 | cfu/100ml | 0.146/ 0.442 | DAF/DMF | 1105/ 3346 | 0.442 | 3346
Kaskaskia- Lower | Kaskaskia River | O-20 | WINDSOR STP | ILG580131 | Fecal Coliform | 200 | cfu/100ml | 0.149/ 0.5 | DAF/DMF | 1128/ 3785 | 0.5 | 3785
Kaskaskia- Lower | Kaskaskia River | O-20 | PIERRON WEST STP | ILG580137 | Fecal Coliform | 200 | cfu/100ml | 0.0429/ 0.172 | DAF/DMF | 325/ 1302 | 0.172 | 1302
Kaskaskia- Lower | Kaskaskia River | O-20 | TAYLOR SPRINGS STP | ILG580140 | Fecal Coliform | 200 | cfu/100ml | 0.088/ 0.1344 | DAF/DMF | 666/ 1018 | 0.1344 | 1018
Kaskaskia- Lower | Kaskaskia River | O-20 | WAMAC STP | ILG580144 | Fecal Coliform | 200 | cfu/100ml | 0.15/ 0.6 | DAF/DMF | 1136/ 4542 | 0.6 | 4542
Kaskaskia- Lower | Kaskaskia River | O-30 | ELLIS GROVE STP | ILG580145 | Fecal Coliform | 200 | cfu/100ml | 0.0247/ 0.041 | DAF/DMF | 187/ 310 | 0.041 | 310
Kaskaskia- Lower | Kaskaskia River | O-20 | STEWARDSON STP | ILG580163 | Fecal Coliform | 200 | cfu/100ml | 0.11/ 0.275 | DAF/DMF | 833/ 2082 | 0.275 | 2082
Kaskaskia- Lower | Kaskaskia River | O-20 | GERMANTOWN STP | ILG580186 | Fecal Coliform | 200 | cfu/100ml | 0.135/ 0.33 | DAF/DMF | 1022/ 2498 | 0.33 | 2498
Kaskaskia- Lower | Kaskaskia River | O-20 | ODIN STP | ILG580187 | Fecal Coliform | 200 | cfu/100ml | 0.195/ 1.8 | DAF/DMF | 1476/ 13627 | 1.8 | 13627
Kaskaskia- Lower | Kaskaskia River | O-20 | MULBERRY GROVE SD STP | ILG580191 | Fecal Coliform | 200 | cfu/100ml | 0.0864/ 0.237 | DAF/DMF | 654/ 1794 | 0.237 | 1794
Kaskaskia- Lower | Kaskaskia River | O-20 | IRVING STP | ILG580198 | Fecal Coliform | 200 | cfu/100ml | 0.075/ 0.1875 | DAF/DMF | 568/ 1420 | 0.1875 | 1420
Kaskaskia- Lower | Kaskaskia River | O-20 | KEYESPORT STP | ILG580204 | Fecal Coliform | 200 | cfu/100ml | 0.09/ 0.135 | DAF/DMF | 681/ 1022 | 0.135 | 1022
Kaskaskia- Lower | Kaskaskia River | O-20 | HOFFMAN STP | ILG580205 | Fecal Coliform | 200 | cfu/100ml | 0.06/ 0.15 | DAF/DMF | 454/ 1136 | 0.15 | 1136
Kaskaskia- Lower | Kaskaskia River | O-30 | SAINT JACOB STP | ILG580212 | Fecal Coliform | 200 | cfu/100ml | 0.14/ 0.35 | DAF/DMF | 1060/ 2650 | 0.35 | 2650
Kaskaskia- Lower | Kaskaskia River | O-30 | HOPKINS PARK STP | ILG580217 | Fecal Coliform | 200 | cfu/100ml | 0.25/ 0.88 | DAF/DMF | 1893/ 6662 | 0.88 | 6662
Kaskaskia- Lower | Kaskaskia River | O-20 | RAMSEY STP | ILG580222 | Fecal Coliform | 200 | cfu/100ml | 0.171/ 0.632 | DAF/DMF | 1295/ 4785 | 0.632 | 4785
Kaskaskia- Lower | Kaskaskia River | O-30 | MARINE STP | ILG580228 | Fecal Coliform | 200 | cfu/100ml | 0.24/ 0.66 | DAF/DMF | 1817/ 4997 | 0.66 | 4997
Kaskaskia- Lower | Kaskaskia River | O-20 | PIERRON EAST STP | ILG580237 | Fecal Coliform | 200 | cfu/100ml | 0.0206/ 0.0854 | DAF/DMF | 156/ 647 | 0.0854 | 647
Kaskaskia- Lower | Kaskaskia River | O-20 | STRASBURG STP | ILG580240 | Fecal Coliform | 200 | cfu/100ml | 0.06/ 0.15 | DAF/DMF | 454/ 1136 | 0.15 | 1136
Kaskaskia- Lower | Kaskaskia River | O-20 | COFFEEN STP | ILG580243 | Fecal Coliform | 200 | cfu/100ml | 0.1/ 0.864 | DAF/DMF | 757/ 6541 | 0.864 | 6541
Kaskaskia- Lower | Kaskaskia River | O-20 | TOWER HILL STP | ILG580244 | Fecal Coliform | 200 | cfu/100ml | 0.1/ 0.38 | DAF/DMF | 757/ 2877 | 0.38 | 2877